## Sheet1
| order_type | order_no | revision_no | date | amendment of total price | previous total order price | revised/total order price | fsa_id | fsa_name | service_code | service_heading | quantity | UOM | service_rate | total_value | service_description | quantity_consume
0 | WORK CHANGE ORDER | 630108053 | 0003 | 18.02.2021 | 1662725.02 | 31891028.10 | 33553753.12 | 0202 | FTTx IBD MUMB0202 Kanta Commercial | 3293883 | CHRG;SHALLOW TRENCH 40 OR 48MM 7WAY DUCT | 50 | 50 M - Meter | 160 | 8000 | EXCAVATION OF SHALLOW TRENCHES MANUALLY/CHIPPING/SLITTING UPTO A DEPTH OF 300 MM, WIDE UP TO 100 MM IN ASPHALT / CONCRETE / TILED SURFACE, LAYING 1 X 40 MM / 1 X 7
1 | WORK CHANGE ORDER | 630108053 | 0003 | 18.02.2021 | 1662725.02 | 31891028.10 | 33553753.12 | 0202 | FTTx IBD MUMB0202 Kanta Commercial | 3314515 | CHRG:SHALLOW TREN 40MM DUCT W/2 NOS | 50 | 50 M - Meter | 160 | 8000 | EXCAVATION OF SHALLOW TRENCHES MANUALLY/CHIPPING/SLITTING IN ASPHALT / CONCRETE / TILED SURFACE, LAYING 2 NOS 40 MM DUCT AND FILLING THE COMPLETE DEPTH, INCLUDING
2 | WORK CHANGE ORDER | 630108053 | 0003 | 18.02.2021 | 1662725.02 | 31891028.10 | 33553753.12 | 0202 | FTTx IBD MUMB0202 Kanta Commercial | 3293878 | CHRG;CLAMPING-1X40MM/1X7WAY MICRO DUCT | 100 | 100M - Meter | 49 | 4900 | CLAMPING OF THE DUCTS 1 X 40 MM / 1 X 7 WAY MICRO DUCT ( 48 MM OD ) ALONG THE WALL WITH THE HELP OF CLAMPING AT EVERY 1 M C/C#
3 | WORK CHANGE ORDER | 630108053 | 0003 | 18.02.2021 | 1662725.02 | 31891028.10 | 33553753.12 | 0202 | FTTx IBD MUMB0202 Kanta Commercial | 3292713 | CHRGS FOR TRANS&INST OF ADSS CABLE-96F | 500 | 500M - Meter | 40 | 20000 | CHARGES FOR TRANSPORTATION & INSTALLATION OF ADSS CABLE- EIC - 96F#
4 | WORK CHANGE ORDER | 630108053 | 0003 | 18.02.2021 | 1662725.02 | 31891028.10 | 33553753.12 | 0202 | FTTx IBD MUMB0202 Kanta Commercial | 3294064 | INSTALLATION 48 F ADSS / FIG 8 CABLE | 1000 | 1,000 | 34 | 34000 | INSTALLATION OF THE AERIAL CABLE (48 F ADSS / FIG 8 ) ALONG WITH THE ACCESSORIES. RATE INCLUDES SURVEY COST AND LOCAL LIASIONING CHARGES.
5 | WORK CHANGE ORDER | 630108053 | 0003 | 18.02.2021 | 1662725.02 | 31891028.10 | 33553753.12 | 0202 | FTTx IBD MUMB0202 Kanta Commercial | 3294065 | INSTALLATION12F ADSS / FIG 8 CABLE | 1500 | 1,500 | 24 | 36000 | INSTALLATION OF THE AERIAL CABLE (12 F ADSS / FIG 8 ) ALONG WITH THE ACCESSORIES. RATE INCLUDES SURVEY COST AND LOCAL LIASIONING CHARGES.
6 | WORK CHANGE ORDER | 630108053 | 0003 | 18.02.2021 | 1662725.02 | 31891028.10 | 33553753.12 | 0202 | FTTx IBD MUMB0202 Kanta Commercial | 3294710 | INSTALLATION 6F ADSS / FIG 8 CABLE | 500 | M - Meter | 19 | 9500 | INSTALLATION OF THE AERIAL CABLE (6 F ADSS / FIG 8 ) ALONG WITH THE ACCESSORIES. RATE INCLUDES SURVEY COST AND LOCAL LIASIONING CHARGES. #
7 | WORK CHANGE ORDER | 630108053 | 0003 | 18.02.2021 | 1662725.02 | 31891028.10 | 33553753.12 | 0202 | FTTx IBD MUMB0202 Kanta Commercial | 3252599 | BLOWING OF 96F | 500 | M - Meter | 15 | 7500 | CHARGES FOR BLOWING OF 96F FIBRE.
8 | WORK CHANGE ORDER | 630108053 | 0003 | 18.02.2021 | 1662725.02 | 31891028.10 | 33553753.12 | 0202 | FTTx IBD MUMB0202 Kanta Commercial | 3294262 | BLOWING / PULLING-48 F | 700 | M - Meter | 10 | 7000 | PULLING/BLOWING OF OFC- 48 F INCLUDING ALL MATERIALS, LABOUR, TOOLS, TACKLES, ETC.. #
9 | WORK CHANGE ORDER | 630108053 | 0003 | 18.02.2021 | 1662725.02 | 31891028.10 | 33553753.12 | 0202 | FTTx IBD MUMB0202 Kanta Commercial | 3294264 | BLOWING / PULLING-12 F | 2000 | 2,000 | 7 | 14000 | PULLING/BLOWING OF OFC-12F INCLUDING ALL MATERIALS, LABOUR, TOOLS, TACKLES, ETC.. #
10 | WORK CHANGE ORDER | 630108053 | 0003 | 18.02.2021 | 1662725.02 | 31891028.10 | 33553753.12 | 0202 | FTTx IBD MUMB0202 Kanta Commercial | 3294265 | BLOWING / PULLING-6 F | 1000 | 1,000 | 5 | 5000 | PULLING/BLOWING OF OFC-6F INCLUDING ALL MATERIALS, LABOUR, TOOLS, TACKLES, ETC.. #
11 | WORK CHANGE ORDER | 630108053 | 0003 | 18.02.2021 | 1662725.02 | 31891028.10 | 33553753.12 | 0202 | FTTx IBD MUMB0202 Kanta Commercial | 3291570 | INSTLTN OF ACCESS CHAMBER 750X400X500 MM | 2 | 2 EA - each | 2328 | 4656 | INSTALLATION OF ACCESS CHAMBERS - SIZE - 750X400X500 MM DEEP.#INCLUDING COVER & LIFTING OF ACCESS CHAMBER-UPTO 50KMS INCLUDING HANDLING ,#EXCAVATION &
12 | WORK CHANGE ORDER | 630108053 | 0003 | 18.02.2021 | 1662725.02 | 31891028.10 | 33553753.12 | 0202 | FTTx IBD MUMB0202 Kanta Commercial | 3314518 | INST OF PULLING CHAMBER 400X400X500MM | 10 | 10 EA - each | 970 | 9700 | INSTALLATION OF PULLING CHAMBERS - SIZE - 400X400X500 MM DEEP ; INCLUDING COVER .#EXCAVATION & BACKFILLING OF PITS ETC AS PER DRAWINGS , SPECIFICATIONS#AND AS
13 | WORK CHANGE ORDER | 630108053 | 0003 | 18.02.2021 | 1662725.02 | 31891028.10 | 33553753.12 | 0202 | FTTx IBD MUMB0202 Kanta Commercial | 3294239 | CHRG;REINST,TRENCH,PCC-1:2:4,GRAVEL 20MM | 1 | 1 M3 - Cubic meter | 5335 | 5335 | CHARGES FOR REINSTATEMENT OF THE TRENCHES / PITS INCLUDING ALL MATERIALS , LABOUR, TOOLS TACKES ETC..BY PCC -1:2:4 GRAVEL SIZE - 20 MM & CURING FOR 7 DAYS. THIS ITEM
14 | WORK CHANGE ORDER | 630108053 | 0003 | 18.02.2021 | 1662725.02 | 31891028.10 | 33553753.12 | 0202 | FTTx IBD MUMB0202 Kanta Commercial | 3291785 | RSTRTN EXCVTD SURFACE- W/COLD BITUMEN | 10 | 10 M - Meter | 1000 | 10000 | CHARGES FOR RESTORATION OF THE EXCAVATED SURFACES USING THE COLD BITUMEN INCLUDING PROPER COMPACTION ETC. ALL COMPLETE INCLUDING ALL MATERIALS TOOLS TACKLES
15 | WORK CHANGE ORDER | 630108053 | 0003 | 18.02.2021 | 1662725.02 | 31891028.10 | 33553753.12 | 0202 | FTTx IBD MUMB0202 Kanta Commercial | 3291786 | RSTRTN EXCVTD SURFACES-W/ HOT BITUMEN | 10 | 10 M - Meter | 383 | 3830 | CHARGES FOR RESTORATION OF THE EXCAVATED SURFACES USING THE HOT BITUMEN INCLUDING PROPER COMPACTION ETC. ALL COMPLETE INCLUDING ALL MATERIALS TOOLS TACKLES
16 | WORK CHANGE ORDER | 630108053 | 0003 | 18.02.2021 | 1662725.02 | 31891028.10 | 33553753.12 | 0202 | FTTx IBD MUMB0202 Kanta Commercial | 3290664 | CHRG F/RESTORATN OF SURF ;W/EXT TILES | 30 | 30 M - Meter | 286 | 8580 | CHARGES FOR RESTORATION OF THE EXCAVATED SURFACES USING THE EXISTING TILES OVER 100 MM THICK CONCRETE BEDDING. THE COST TO INCLUDE THE COST OF THE TILES,
17 | WORK CHANGE ORDER | 630108053 | 0003 | 18.02.2021 | 1662725.02 | 31891028.10 | 33553753.12 | 0202 | FTTx IBD MUMB0202 Kanta Commercial | 3291784 | RSTRTN EXCVTD SURFACE-W/ PAVER BLOCK | 30 | 30 M - Meter | 631 | 18930 | CHARGES FOR RESTORATION OF THE EXCAVATED SURFACE USING NEW INTER LOCKING PAVER BLOCK OVER 100 MM THICK CONCRETE BEDDING. THE COST TO INCLUDE THE COST OF THE
18 | WORK CHANGE ORDER | 630108053 | 0003 | 18.02.2021 | 1662725.02 | 31891028.10 | 33553753.12 | 0202 | FTTx IBD MUMB0202 Kanta Commercial | 3291783 | RESTORATION OF EXCV SURFACE-W/KOTA STONE | 10 | 10 M - Meter | 550 | 5500 | CHARGES FOR RESTORATION OF THE EXCAVATED SURFACE USING NEW KOTA STONE OVER 100 MM THICK CONCRETE BEDDING. THE COST TO INCLUDE THE COST OF THE KOTA STONE ,
19 | WORK CHANGE ORDER | 630108053 | 0003 | 18.02.2021 | 1662725.02 | 31891028.10 | 33553753.12 | 0202 | FTTx IBD MUMB0202 Kanta Commercial | 3290665 | CHRG F/RESTORATN OF SURF ;W/CHEQUED TILE | 30 | 30 M - Meter | 419 | 12570 | CHARGES FOR RESTORATION OF THE EXCAVATED SURFACE USING NEW INTER CHEQUERED TILE OVER 100 MM THICK CONCRETE BEDDING. THE COST TO INCLUDE THE COST OF THE KOTA
20 | WORK CHANGE ORDER | 630108053 | 0003 | 18.02.2021 | 1662725.02 | 31891028.10 | 33553753.12 | 0202 | FTTx IBD MUMB0202 Kanta Commercial | 3171149 | S/FIXING PVC CONDUIT 25 MM | 1000 | 1,000 | 60 | 60000 | S/FIXING PVC CONDUIT 25MM
21 | WORK CHANGE ORDER | 630108053 | 0003 | 18.02.2021 | 1662725.02 | 31891028.10 | 33553753.12 | 0202 | FTTx IBD MUMB0202 Kanta Commercial | 3171151 | S/FIXING PVC CONDUIT 40 MM | 600 | M - Meter | 111 | 66600 | S/FIXING PVC CONDUIT 40 MM
22 | WORK CHANGE ORDER | 630108053 | 0003 | 18.02.2021 | 1662725.02 | 31891028.10 | 33553753.12 | 0202 | FTTx IBD MUMB0202 Kanta Commercial | 3318608 | S&I 25MM PVC CONDUIT USING SCAFFOLDING | 100 | 100M - Meter | 133 | 13300 | SUPPLY AND INSTALLATION OF 25MM OUTER DIA CONDUIT ON EXTERNAL WALL WITH THE HELP OF JHOOLA HOLDING INCLUDING MANPOWER, COUPLERS, BENDS, TEES, SADDLES, CLAMPS,
23 | WORK CHANGE ORDER | 630108053 | 0003 | 18.02.2021 | 1662725.02 | 31891028.10 | 33553753.12 | 0202 | FTTx IBD MUMB0202 Kanta Commercial | 3318609 | S&I 40MM PVC CONDUIT USING SCAFFOLDING | 100 | 100M - Meter | 188 | 18800 | SUPPLY AND INSTALLATION OF 40MM OUTER DIA CONDUIT ON EXTERNAL WALL WITH THE HELP OF JHOOLA HOLDING INCLUDING MANPOWER, COUPLERS, BENDS, TEES, SADDLES, CLAMPS,
24 | WORK CHANGE ORDER | 630108053 | 0003 | 18.02.2021 | 1662725.02 | 31891028.10 | 33553753.12 | 0202 | FTTx IBD MUMB0202 Kanta Commercial | 3206508 | SUP&LAY FLEX PVC CONDUIT DIA 25MM | 200 | M - Meter | 71 | 14200 | Supplying and laying of following sizes of flexible PVC conduit along with conduit accessories complete as required.
25 | WORK CHANGE ORDER | 630108053 | 0003 | 18.02.2021 | 1662725.02 | 31891028.10 | 33553753.12 | 0202 | FTTx IBD MUMB0202 Kanta Commercial | 3206510 | SUP&LAY FLEX PVC CONDUIT DIA 40MM | 150 | M - Meter | 116 | 17400 | Supplying and laying of following sizes of flexible PVC conduit along with conduit
26 | WORK CHANGE ORDER | 630108053 | 0003 | 18.02.2021 | 1662725.02 | 31891028.10 | 33553753.12 | 0202 | FTTx IBD MUMB0202 Kanta Commercial | 3318971 | S&I 25MM FLEXI PVC CONDUIT W/SCAFFOLDING | 100 | 100M - Meter | 144 | 14400 | SUPPLY AND INSTALLATION OF 25MM DIA REINFORCED FLEXIBLE CONDUIT ON EXTERNAL WALL WITH THE HELP OF JHOOLA HOLDING INCLUDING MANPOWER, COUPLERS, BENDS, TEES,
27 | WORK CHANGE ORDER | 630108053 | 0003 | 18.02.2021 | 1662725.02 | 31891028.10 | 33553753.12 | 0202 | FTTx IBD MUMB0202 Kanta Commercial | 3318972 | S&I 40MM FLEXI PVC CONDUIT W/SCAFFOLDING | 100 | 100M - Meter | 194 | 19400 | SUPPLY AND INSTALLATION OF 40MM DIA REINFORCED FLEXIBLE CONDUIT ON EXTERNAL WALL WITH THE HELP OF JHOOLA HOLDING INCLUDING MANPOWER, COUPLERS, BENDS, TEES,
28 | WORK CHANGE ORDER | 630108053 | 0003 | 18.02.2021 | 1662725.02 | 31891028.10 | 33553753.12 | 0202 | FTTx IBD MUMB0202 Kanta Commercial | 3319687 | P&F PVC JUNCTION BOX 40MM,4-WAY | 150 | EA - each | 30 | 4500 | CHARGES FOR SUPPLYING AND FIXING OF PVC JUNCTION BOX 40MM,FOUR WAY IN REQUIRED POSITION ALONG THE LINE OF PVC CONDUIT#
29 | WORK CHANGE ORDER | 630108053 | 0003 | 18.02.2021 | 1662725.02 | 31891028.10 | 33553753.12 | 0202 | FTTx IBD MUMB0202 Kanta Commercial | 3319688 | P&F PVC JUNCTION BOX 40MM,3-WAY | 150 | EA - each | 30 | 4500 | CHARGES FOR SUPPLYING AND FIXING OF PVC JUNCTION BOX 40MM,THREE WAY IN REQUIRED POSITION ALONG THE LINE OF PVC CONDUIT#
30 | WORK CHANGE ORDER | 630108053 | 0003 | 18.02.2021 | 1662725.02 | 31891028.10 | 33553753.12 | 0202 | FTTx IBD MUMB0202 Kanta Commercial | 3192918 | CHRG:S/F:PVC JUNCTION BOX 25MM,4-WAY | 150 | 150EA - each | 19 | 2850 | CHARGES FOR SUPPLYING AND FIXING OF PVC JUNCTION BOX
31 | WORK CHANGE ORDER | 630108053 | 0003 | 18.02.2021 | 1662725.02 | 31891028.10 | 33553753.12 | 0202 | FTTx IBD MUMB0202 Kanta Commercial | 3192917 | CHRG:S/F:PVC JUNCTION BOX 25MM,3-WAY | 150 | 150EA - each | 19 | 2850 | CHARGES FOR SUPPLYING AND FIXING OF PVC JUNCTION BOX
32 | WORK CHANGE ORDER | 630108053 | 0003 | 18.02.2021 | 1662725.02 | 31891028.10 | 33553753.12 | 0202 | FTTx IBD MUMB0202 Kanta Commercial | 3259755 | INSTALLATION OF FDC | 15 | EA - each | 49 | 735 | Installation of Fibre Distribution Cabinet
33 | WORK CHANGE ORDER | 630108053 | 0003 | 18.02.2021 | 1662725.02 | 31891028.10 | 33553753.12 | 0202 | FTTx IBD MUMB0202 Kanta Commercial | 3294022 | INSTALLATION OF FAT (WALL/POLE MOUNTED) | 50 | 50 EA - each | 49 | 2450 | INSTALLATION OF FIBRE ACCESS TERMINAL (WALL/POLE MOUNTED)#
34 | WORK CHANGE ORDER | 630108053 | 0003 | 18.02.2021 | 1662725.02 | 31891028.10 | 33553753.12 | 0202 | FTTx IBD MUMB0202 Kanta Commercial | 3293902 | INSTALLATION LEVEL 1 ( S1 ) SPLITTER | 20 | EA - each | 49 | 980 | INSTALLATION OF FREE ISSUED SPLITTER AT SUGGESTED LOCATION INCLUDING ALL MANPOWER, TOOLS TACKLES, HARDWARES ETC. COMPLETE AS PER THE DRG AND DIRECTION OF
35 | WORK CHANGE ORDER | 630108053 | 0003 | 18.02.2021 | 1662725.02 | 31891028.10 | 33553753.12 | 0202 | FTTx IBD MUMB0202 Kanta Commercial | 3293903 | INSTALLATION LEVEL 2 ( S2 ) SPLITTER | 160 | EA - each | 49 | 7840 | INSTALLATION OF FREE ISSUED SPLITTER AT SUGGESTED LOCATION INCLUDING ALL MANPOWER, TOOLS TACKLES, HARDWARES ETC. COMPLETE AS PER THE DRG AND DIRECTION OF
36 | WORK CHANGE ORDER | 630108053 | 0003 | 18.02.2021 | 1662725.02 | 31891028.10 | 33553753.12 | 0202 | FTTx IBD MUMB0202 Kanta Commercial | 3252601 | SPLICING,JOINTING & TERMINATION-48F | 500 | 500.000 NOS - No. | 112 | 56000 | CHARGES FOR SPLICING,JOINTING & TERMINATION OF 48F FIBRE.
37 | WORK CHANGE ORDER | 630108053 | 0003 | 18.02.2021 | 1662725.02 | 31891028.10 | 33553753.12 | 0202 | FTTx IBD MUMB0202 Kanta Commercial | 3252602 | SPLICING,JOINTING & TERMINATION-96F | 192 | 192.000 NOS - No. | 112 | 21504 | CHARGES FOR SPLICING,JOINTING & TERMINATION OF 96F FIBRE.
38 | WORK CHANGE ORDER | 630108053 | 0003 | 18.02.2021 | 1662725.02 | 31891028.10 | 33553753.12 | 0202 | FTTx IBD MUMB0202 Kanta Commercial | 3300512 | SPLICING & TERM OFC,FIXED COST/DAY | 10 | EA - each | 2425 | 24250 | OFC SPLICING&TERMINATION-FIXED COST/DAY#JOB INVOLVES: 1) SPLICING & TERMINATION OF OFC CABLE AS DIRECTED BY EIC. 2) ALL TOOLS AND TACKLES, PPES, CONSUMABLES ARE IN
39 | WORK CHANGE ORDER | 630108053 | 0003 | 18.02.2021 | 1662725.02 | 31891028.10 | 33553753.12 | 0202 | FTTx IBD MUMB0202 Kanta Commercial | 3098777 | A11102-SELF ADHESIVE LABELS | 400 | 400.000 | 10 | 4000 | 420
40 | WORK CHANGE ORDER | 630108053 | 0003 | 18.02.2021 | 1662725.02 | 31891028.10 | 33553753.12 | 0202 | FTTx IBD MUMB0202 Kanta Commercial | 3295194 | PREPARATION OF AS BUILT DRAWINGS SBP | 15 | 15 EA - each | 194 | 2910 | AS-BUILT DRAWING FOR ALL WORKS PERFORMED AS PER SCOPE
41 | WORK CHANGE ORDER | 630108053 | 0003 | 18.02.2021 | 1662725.02 | 31891028.10 | 33553753.12 | 0202 | FTTx IBD MUMB0202 Kanta Commercial | 3111341 | DISPOSAL OF WASTE MATERIALS DEBRIS ETC. | 15 | 15.000 NOS - No. | 679 | 10185 | Collection & disposal of various kinds of unwanted materials / debris
42 | WORK CHANGE ORDER | 630108053 | 0003 | 18.02.2021 | 1662725.02 | 31891028.10 | 33553753.12 | 0202 | FTTx IBD MUMB0202 Kanta Commercial | 3295891 | MATERIAL STORAGE & SECONDARY TRNSPT | 15 | 15 EA - each | 485 | 7275 | STORAGE AND SECONDARY TRANSPORTATION OF FIM MATERIAL TO BUILDINGS, TO BE CALCULATED PER BUILDING#
43 | WORK CHANGE ORDER | 630108053 | 0003 | 18.02.2021 | 1662725.02 | 31891028.10 | 33553753.12 | 0202 | FTTx IBD MUMB0202 Kanta Commercial | 3295897 | CHRG: PRE EXECUTION BUILDING SURVEY | 15 | 15 EA - each | 290 | 4350 | PRE EXECUTION BUILDING SURVEY:#THIS IS BUILDING SURVEY BEFORE DEPLOYMENT INSIDE BUILDING DEPLOYMENT/CONSTRUCTION INCLUDES LAYING OF CONDUITS AND OTHER ODN
44 | WORK CHANGE ORDER | 630108053 | 0003 | 18.02.2021 | 1662725.02 | 31891028.10 | 33553753.12 | 0202 | FTTx IBD MUMB0202 Kanta Commercial | 3318382 | CHRG DRILLING OF HOLE 25MM IN BRICK WALL | 50 | 50 EA - each | 82 | 4100 | CHARGES FOR DRILLING HOLES OF DIAMETER 25MM IN BRICK WALL WITH PROPER DRILL MACHINE AND REINSTATEMENT AFTER CONDUITING TO ENSURE WATER PROOFING OF HOLE.#
45 | WORK CHANGE ORDER | 630108053 | 0003 | 18.02.2021 | 1662725.02 | 31891028.10 | 33553753.12 | 0202 | FTTx IBD MUMB0202 Kanta Commercial | 3318381 | CHRG DRILLING OF HOLE 40MM IN BRICK WALL | 50 | 50 EA - each | 131 | 6550 | CHARGES FOR DRILLING HOLES OF DIAMETER 40MM IN BRICK WALL WITH PROPER DRILL MACHINE AND REINSTATEMENT AFTER CONDUITING TO ENSURE WATER PROOFING OF HOLE.#
46 | WORK CHANGE ORDER | 630108053 | 0003 | 18.02.2021 | 1662725.02 | 31891028.10 | 33553753.12 | 0202 | FTTx IBD MUMB0202 Kanta Commercial | 3318200 | CHRG DRILLING OF HOLE 25MM DIA IN RCC | 50 | 50 EA - each | 131 | 6550 | CHARGES FOR DRILLING HOLES OF DIAMETER 25MM IN RCC WITH PROPER DRILL MACHINE AND REINSTATEMENT AFTER CONDUITING TO ENSURE WATER PROOFING OF HOLE.#
47 | WORK CHANGE ORDER | 630108053 | 0003 | 18.02.2021 | 1662725.02 | 31891028.10 | 33553753.12 | 0202 | FTTx IBD MUMB0202 Kanta Commercial | 3297469 | CHRG:DRILLING OF HOLE 40MM DIA IN RCC | 50 | 50 EA - each | 165 | 8250 | CHARGES FOR DRILLING HOLES OF DIAMETER ~40MM IN RCC WITH PROPER DRILL MACHINE AND REINSTATEMENT AFTER CONDUITING TO ENSURE WATER PROOFING OF HOLE.
48 | WORK CHANGE ORDER | 630108053 | 0003 | 18.02.2021 | 1662725.02 | 31891028.10 | 33553753.12 | 0202 | FTTx IBD MUMB0202 Kanta Commercial | 3319692 | S&I SIMPLEX PLUG,F/40MM HDPE DUCT | 60 | EA - each | 49 | 2940 | CHARGES FOR SUPPLYING AND FIXING OF SIMPLEX PLUG FOR 40 MM HDPE DUCT#
49 | WORK CHANGE ORDER | 630108053 | 0003 | 18.02.2021 | 1662725.02 | 31891028.10 | 33553753.12 | 0205 | FTTx IBD MUMB0205 Patel Sadan | 3293883 | CHRG;SHALLOW TRENCH 40 OR 48MM 7WAY DUCT | 50 | 50 M - Meter | 160 | 8000 | EXCAVATION OF SHALLOW TRENCHES MANUALLY/CHIPPING/SLITTING UPTO A DEPTH OF 300 MM, WIDE UP TO 100 MM IN ASPHALT / CONCRETE / TILED SURFACE, LAYING 1 X 40 MM / 1 X 7
50 | WORK CHANGE ORDER | 630108053 | 0003 | 18.02.2021 | 1662725.02 | 31891028.10 | 33553753.12 | 0205 | FTTx IBD MUMB0205 Patel Sadan | 3314515 | CHRG:SHALLOW TREN 40MM DUCT W/2 NOS | 50 | 50 M - Meter | 160 | 8000 | EXCAVATION OF SHALLOW TRENCHES MANUALLY/CHIPPING/SLITTING IN ASPHALT / CONCRETE / TILED SURFACE, LAYING 2 NOS 40 MM DUCT AND FILLING THE COMPLETE DEPTH, INCLUDING
51 | WORK CHANGE ORDER | 630108053 | 0003 | 18.02.2021 | 1662725.02 | 31891028.10 | 33553753.12 | 0205 | FTTx IBD MUMB0205 Patel Sadan | 3293878 | CHRG;CLAMPING-1X40MM/1X7WAY MICRO DUCT | 100 | 100M - Meter | 49 | 4900 | CLAMPING OF THE DUCTS 1 X 40 MM / 1 X 7 WAY MICRO DUCT ( 48 MM OD ) ALONG THE WALL WITH THE HELP OF CLAMPING AT EVERY 1 M C/C#
52 | WORK CHANGE ORDER | 630108053 | 0003 | 18.02.2021 | 1662725.02 | 31891028.10 | 33553753.12 | 0205 | FTTx IBD MUMB0205 Patel Sadan | 3292713 | CHRGS FOR TRANS&INST OF ADSS CABLE-96F | 500 | 500M - Meter | 40 | 20000 | CHARGES FOR TRANSPORTATION & INSTALLATION OF ADSS CABLE- EIC - 96F#
53 | WORK CHANGE ORDER | 630108053 | 0003 | 18.02.2021 | 1662725.02 | 31891028.10 | 33553753.12 | 0205 | FTTx IBD MUMB0205 Patel Sadan | 3294064 | INSTALLATION 48 F ADSS / FIG 8 CABLE | 1000 | 1,000 | 34 | 34000 | INSTALLATION OF THE AERIAL CABLE (48 F ADSS / FIG 8 ) ALONG WITH THE ACCESSORIES. RATE INCLUDES SURVEY COST AND LOCAL LIASIONING CHARGES.
54 | WORK CHANGE ORDER | 630108053 | 0003 | 18.02.2021 | 1662725.02 | 31891028.10 | 33553753.12 | 0205 | FTTx IBD MUMB0205 Patel Sadan | 3294065 | INSTALLATION12F ADSS / FIG 8 CABLE | 1500 | 1,500 | 24 | 36000 | INSTALLATION OF THE AERIAL CABLE (12 F ADSS / FIG 8 ) ALONG WITH THE ACCESSORIES. RATE INCLUDES SURVEY COST AND LOCAL LIASIONING CHARGES.
55 | WORK CHANGE ORDER | 630108053 | 0003 | 18.02.2021 | 1662725.02 | 31891028.10 | 33553753.12 | 0205 | FTTx IBD MUMB0205 Patel Sadan | 3294710 | INSTALLATION 6F ADSS / FIG 8 CABLE | 500 | M - Meter | 19 | 9500 | INSTALLATION OF THE AERIAL CABLE (6 F ADSS / FIG 8 ) ALONG WITH THE ACCESSORIES. RATE INCLUDES SURVEY COST AND LOCAL LIASIONING CHARGES. #
56 | WORK CHANGE ORDER | 630108053 | 0003 | 18.02.2021 | 1662725.02 | 31891028.10 | 33553753.12 | 0205 | FTTx IBD MUMB0205 Patel Sadan | 3252599 | BLOWING OF 96F | 500 | M - Meter | 15 | 7500 | CHARGES FOR BLOWING OF 96F FIBRE.
57 | WORK CHANGE ORDER | 630108053 | 0003 | 18.02.2021 | 1662725.02 | 31891028.10 | 33553753.12 | 0205 | FTTx IBD MUMB0205 Patel Sadan | 3294262 | BLOWING / PULLING-48 F | 700 | M - Meter | 10 | 7000 | PULLING/BLOWING OF OFC- 48 F INCLUDING ALL MATERIALS, LABOUR, TOOLS, TACKLES, ETC.. #
58 | WORK CHANGE ORDER | 630108053 | 0003 | 18.02.2021 | 1662725.02 | 31891028.10 | 33553753.12 | 0205 | FTTx IBD MUMB0205 Patel Sadan | 3294264 | BLOWING / PULLING-12 F | 2000 | 2,000 | 7 | 14000 | PULLING/BLOWING OF OFC-12F INCLUDING ALL MATERIALS, LABOUR, TOOLS, TACKLES, ETC.. #
59 | WORK CHANGE ORDER | 630108053 | 0003 | 18.02.2021 | 1662725.02 | 31891028.10 | 33553753.12 | 0205 | FTTx IBD MUMB0205 Patel Sadan | 3294265 | BLOWING / PULLING-6 F | 1000 | 1,000 | 5 | 5000 | PULLING/BLOWING OF OFC-6F INCLUDING ALL MATERIALS, LABOUR, TOOLS, TACKLES, ETC.. #
60 | WORK CHANGE ORDER | 630108053 | 0003 | 18.02.2021 | 1662725.02 | 31891028.10 | 33553753.12 | 0205 | FTTx IBD MUMB0205 Patel Sadan | 3291570 | INSTLTN OF ACCESS CHAMBER 750X400X500 MM | 2 | 2 EA - each | 2328 | 4656 | INSTALLATION OF ACCESS CHAMBERS - SIZE - 750X400X500 MM DEEP.#INCLUDING COVER & LIFTING OF ACCESS CHAMBER-UPTO 50KMS INCLUDING HANDLING ,#EXCAVATION &
61 | WORK CHANGE ORDER | 630108053 | 0003 | 18.02.2021 | 1662725.02 | 31891028.10 | 33553753.12 | 0205 | FTTx IBD MUMB0205 Patel Sadan | 3314518 | INST OF PULLING CHAMBER 400X400X500MM | 10 | 10 EA - each | 970 | 9700 | INSTALLATION OF PULLING CHAMBERS - SIZE - 400X400X500 MM DEEP ; INCLUDING COVER .#EXCAVATION & BACKFILLING OF PITS ETC AS PER DRAWINGS , SPECIFICATIONS#AND AS
62 | WORK CHANGE ORDER | 630108053 | 0003 | 18.02.2021 | 1662725.02 | 31891028.10 | 33553753.12 | 0205 | FTTx IBD MUMB0205 Patel Sadan | 3294239 | CHRG;REINST,TRENCH,PCC-1:2:4,GRAVEL 20MM | 1 | 1 M3 - Cubic meter | 5335 | 5335 | CHARGES FOR REINSTATEMENT OF THE TRENCHES / PITS INCLUDING ALL MATERIALS , LABOUR, TOOLS TACKES ETC..BY PCC -1:2:4 GRAVEL SIZE - 20 MM & CURING FOR 7 DAYS. THIS ITEM
63 | WORK CHANGE ORDER | 630108053 | 0003 | 18.02.2021 | 1662725.02 | 31891028.10 | 33553753.12 | 0205 | FTTx IBD MUMB0205 Patel Sadan | 3291785 | RSTRTN EXCVTD SURFACE- W/COLD BITUMEN | 10 | 10 M - Meter | 1000 | 10000 | CHARGES FOR RESTORATION OF THE EXCAVATED SURFACES USING THE COLD BITUMEN INCLUDING PROPER COMPACTION ETC. ALL COMPLETE INCLUDING ALL MATERIALS TOOLS TACKLES
64 | WORK CHANGE ORDER | 630108053 | 0003 | 18.02.2021 | 1662725.02 | 31891028.10 | 33553753.12 | 0205 | FTTx IBD MUMB0205 Patel Sadan | 3291786 | RSTRTN EXCVTD SURFACES-W/ HOT BITUMEN | 10 | 10 M - Meter | 383 | 3830 | CHARGES FOR RESTORATION OF THE EXCAVATED SURFACES USING THE HOT BITUMEN INCLUDING PROPER COMPACTION ETC. ALL COMPLETE INCLUDING ALL MATERIALS TOOLS TACKLES
65 | WORK CHANGE ORDER | 630108053 | 0003 | 18.02.2021 | 1662725.02 | 31891028.10 | 33553753.12 | 0205 | FTTx IBD MUMB0205 Patel Sadan | 3290664 | CHRG F/RESTORATN OF SURF ;W/EXT TILES | 30 | 30 M - Meter | 286 | 8580 | CHARGES FOR RESTORATION OF THE EXCAVATED SURFACES USING THE EXISTING TILES OVER 100 MM THICK CONCRETE BEDDING. THE COST TO INCLUDE THE COST OF THE TILES,
66 | WORK CHANGE ORDER | 630108053 | 0003 | 18.02.2021 | 1662725.02 | 31891028.10 | 33553753.12 | 0205 | FTTx IBD MUMB0205 Patel Sadan | 3291784 | RSTRTN EXCVTD SURFACE-W/ PAVER BLOCK | 30 | 30 M - Meter | 631 | 18930 | CHARGES FOR RESTORATION OF THE EXCAVATED SURFACE USING NEW INTER LOCKING PAVER BLOCK OVER 100 MM THICK CONCRETE BEDDING. THE COST TO INCLUDE THE COST OF THE
67 | WORK CHANGE ORDER | 630108053 | 0003 | 18.02.2021 | 1662725.02 | 31891028.10 | 33553753.12 | 0205 | FTTx IBD MUMB0205 Patel Sadan | 3291783 | RESTORATION OF EXCV SURFACE-W/KOTA STONE | 10 | 10 M - Meter | 550 | 5500 | CHARGES FOR RESTORATION OF THE EXCAVATED SURFACE USING NEW KOTA STONE OVER 100 MM THICK CONCRETE BEDDING. THE COST TO INCLUDE THE COST OF THE KOTA STONE ,
68 | WORK CHANGE ORDER | 630108053 | 0003 | 18.02.2021 | 1662725.02 | 31891028.10 | 33553753.12 | 0205 | FTTx IBD MUMB0205 Patel Sadan | 3290665 | CHRG F/RESTORATN OF SURF ;W/CHEQUED TILE | 30 | 30 M - Meter | 419 | 12570 | CHARGES FOR RESTORATION OF THE EXCAVATED SURFACE USING NEW INTER CHEQUERED TILE OVER 100 MM THICK CONCRETE BEDDING. THE COST TO INCLUDE THE COST OF THE KOTA
69 | WORK CHANGE ORDER | 630108053 | 0003 | 18.02.2021 | 1662725.02 | 31891028.10 | 33553753.12 | 0205 | FTTx IBD MUMB0205 Patel Sadan | 3171149 | S/FIXING PVC CONDUIT 25 MM | 1000 | 1,000 | 60 | 60000 | S/FIXING PVC CONDUIT 25MM
70 | WORK CHANGE ORDER | 630108053 | 0003 | 18.02.2021 | 1662725.02 | 31891028.10 | 33553753.12 | 0205 | FTTx IBD MUMB0205 Patel Sadan | 3171151 | S/FIXING PVC CONDUIT 40 MM | 600 | M - Meter | 111 | 66600 | S/FIXING PVC CONDUIT 40 MM
71 | WORK CHANGE ORDER | 630108053 | 0003 | 18.02.2021 | 1662725.02 | 31891028.10 | 33553753.12 | 0205 | FTTx IBD MUMB0205 Patel Sadan | 3318608 | S&I 25MM PVC CONDUIT USING SCAFFOLDING | 100 | 100M - Meter | 133 | 13300 | SUPPLY AND INSTALLATION OF 25MM OUTER DIA CONDUIT ON EXTERNAL WALL WITH THE HELP OF JHOOLA HOLDING INCLUDING MANPOWER, COUPLERS, BENDS, TEES, SADDLES, CLAMPS,
72 | WORK CHANGE ORDER | 630108053 | 0003 | 18.02.2021 | 1662725.02 | 31891028.10 | 33553753.12 | 0205 | FTTx IBD MUMB0205 Patel Sadan | 3318609 | S&I 40MM PVC CONDUIT USING SCAFFOLDING | 100 | 100M - Meter | 188 | 18800 | SUPPLY AND INSTALLATION OF 40MM OUTER DIA CONDUIT ON EXTERNAL WALL WITH THE HELP OF JHOOLA HOLDING INCLUDING MANPOWER, COUPLERS, BENDS, TEES, SADDLES, CLAMPS,
73 | WORK CHANGE ORDER | 630108053 | 0003 | 18.02.2021 | 1662725.02 | 31891028.10 | 33553753.12 | 0205 | FTTx IBD MUMB0205 Patel Sadan | 3206508 | SUP&LAY FLEX PVC CONDUIT DIA 25MM | 200 | M - Meter | 71 | 14200 | Supplying and laying of following sizes of flexible PVC conduit along with conduit accessories complete as required.
74 | WORK CHANGE ORDER | 630108053 | 0003 | 18.02.2021 | 1662725.02 | 31891028.10 | 33553753.12 | 0205 | FTTx IBD MUMB0205 Patel Sadan | 3206510 | SUP&LAY FLEX PVC CONDUIT DIA 40MM | 150 | M - Meter | 116 | 17400 | Supplying and laying of following sizes of flexible PVC conduit along with conduit
75 | WORK CHANGE ORDER | 630108053 | 0003 | 18.02.2021 | 1662725.02 | 31891028.10 | 33553753.12 | 0205 | FTTx IBD MUMB0205 Patel Sadan | 3318971 | S&I 25MM FLEXI PVC CONDUIT W/SCAFFOLDING | 100 | 100M - Meter | 144 | 14400 | SUPPLY AND INSTALLATION OF 25MM DIA REINFORCED FLEXIBLE CONDUIT ON EXTERNAL WALL WITH THE HELP OF JHOOLA HOLDING INCLUDING MANPOWER, COUPLERS, BENDS, TEES,
76 | WORK CHANGE ORDER | 630108053 | 0003 | 18.02.2021 | 1662725.02 | 31891028.10 | 33553753.12 | 0205 | FTTx IBD MUMB0205 Patel Sadan | 3318972 | S&I 40MM FLEXI PVC CONDUIT W/SCAFFOLDING | 100 | 100M - Meter | 194 | 19400 | SUPPLY AND INSTALLATION OF 40MM DIA REINFORCED FLEXIBLE CONDUIT ON EXTERNAL WALL WITH THE HELP OF JHOOLA HOLDING INCLUDING MANPOWER, COUPLERS, BENDS, TEES,
77 | WORK CHANGE ORDER | 630108053 | 0003 | 18.02.2021 | 1662725.02 | 31891028.10 | 33553753.12 | 0205 | FTTx IBD MUMB0205 Patel Sadan | 3319687 | P&F PVC JUNCTION BOX 40MM,4-WAY | 150 | EA - each | 30 | 4500 | CHARGES FOR SUPPLYING AND FIXING OF PVC JUNCTION BOX 40MM,FOUR WAY IN REQUIRED POSITION ALONG THE LINE OF PVC CONDUIT#
78 | WORK CHANGE ORDER | 630108053 | 0003 | 18.02.2021 | 1662725.02 | 31891028.10 | 33553753.12 | 0205 | FTTx IBD MUMB0205 Patel Sadan | 3319688 | P&F PVC JUNCTION BOX 40MM,3-WAY | 150 | EA - each | 30 | 4500 | CHARGES FOR SUPPLYING AND FIXING OF PVC JUNCTION BOX 40MM,THREE WAY IN REQUIRED POSITION ALONG THE LINE OF PVC CONDUIT#
79 | WORK CHANGE ORDER | 630108053 | 0003 | 18.02.2021 | 1662725.02 | 31891028.10 | 33553753.12 | 0205 | FTTx IBD MUMB0205 Patel Sadan | 3192918 | CHRG:S/F:PVC JUNCTION BOX 25MM,4-WAY | 150 | 150EA - each | 19 | 2850 | CHARGES FOR SUPPLYING AND FIXING OF PVC JUNCTION BOX
80 | WORK CHANGE ORDER | 630108053 | 0003 | 18.02.2021 | 1662725.02 | 31891028.10 | 33553753.12 | 0205 | FTTx IBD MUMB0205 Patel Sadan | 3192917 | CHRG:S/F:PVC JUNCTION BOX 25MM,3-WAY | 150 | 150EA - each | 19 | 2850 | CHARGES FOR SUPPLYING AND FIXING OF PVC JUNCTION BOX
81 | WORK CHANGE ORDER | 630108053 | 0003 | 18.02.2021 | 1662725.02 | 31891028.10 | 33553753.12 | 0205 | FTTx IBD MUMB0205 Patel Sadan | 3259755 | INSTALLATION OF FDC | 15 | EA - each | 49 | 735 | Installation of Fibre Distribution Cabinet
82 | WORK CHANGE ORDER | 630108053 | 0003 | 18.02.2021 | 1662725.02 | 31891028.10 | 33553753.12 | 0205 | FTTx IBD MUMB0205 Patel Sadan | 3294022 | INSTALLATION OF FAT (WALL/POLE MOUNTED) | 50 | 50 EA - each | 49 | 2450 | INSTALLATION OF FIBRE ACCESS TERMINAL (WALL/POLE MOUNTED)#
83 | WORK CHANGE ORDER | 630108053 | 0003 | 18.02.2021 | 1662725.02 | 31891028.10 | 33553753.12 | 0205 | FTTx IBD MUMB0205 Patel Sadan | 3293902 | INSTALLATION LEVEL 1 ( S1 ) SPLITTER | 20 | EA - each | 49 | 980 | INSTALLATION OF FREE ISSUED SPLITTER AT SUGGESTED LOCATION INCLUDING ALL MANPOWER, TOOLS TACKLES, HARDWARES ETC. COMPLETE AS PER THE DRG AND DIRECTION OF
84 | WORK CHANGE ORDER | 630108053 | 0003 | 18.02.2021 | 1662725.02 | 31891028.10 | 33553753.12 | 0205 | FTTx IBD MUMB0205 Patel Sadan | 3293903 | INSTALLATION LEVEL 2 ( S2 ) SPLITTER | 160 | EA - each | 49 | 7840 | INSTALLATION OF FREE ISSUED SPLITTER AT SUGGESTED LOCATION INCLUDING ALL MANPOWER, TOOLS TACKLES, HARDWARES ETC. COMPLETE AS PER THE DRG AND DIRECTION OF
85 | WORK CHANGE ORDER | 630108053 | 0003 | 18.02.2021 | 1662725.02 | 31891028.10 | 33553753.12 | 0205 | FTTx IBD MUMB0205 Patel Sadan | 3252601 | SPLICING,JOINTING & TERMINATION-48F | 500 | 500.000 NOS - No. | 112 | 56000 | CHARGES FOR SPLICING,JOINTING & TERMINATION OF 48F FIBRE.
86 | WORK CHANGE ORDER | 630108053 | 0003 | 18.02.2021 | 1662725.02 | 31891028.10 | 33553753.12 | 0205 | FTTx IBD MUMB0205 Patel Sadan | 3252602 | SPLICING,JOINTING & TERMINATION-96F | 192 | 192.000 NOS - No. | 112 | 21504 | CHARGES FOR SPLICING,JOINTING & TERMINATION OF 96F FIBRE.
87 | WORK CHANGE ORDER | 630108053 | 0003 | 18.02.2021 | 1662725.02 | 31891028.10 | 33553753.12 | 0205 | FTTx IBD MUMB0205 Patel Sadan | 3300512 | SPLICING & TERM OFC,FIXED COST/DAY | 10 | EA - each | 2425 | 24250 | OFC SPLICING&TERMINATION-FIXED COST/DAY#JOB INVOLVES: 1) SPLICING & TERMINATION OF OFC CABLE AS DIRECTED BY EIC. 2) ALL TOOLS AND TACKLES, PPES, CONSUMABLES ARE IN
88 | WORK CHANGE ORDER | 630108053 | 0003 | 18.02.2021 | 1662725.02 | 31891028.10 | 33553753.12 | 0205 | FTTx IBD MUMB0205 Patel Sadan | 3098777 | A11102-SELF ADHESIVE LABELS | 400 | 400.000 | 10 | 4000 | 420
89 | WORK CHANGE ORDER | 630108053 | 0003 | 18.02.2021 | 1662725.02 | 31891028.10 | 33553753.12 | 0205 | FTTx IBD MUMB0205 Patel Sadan | 3295194 | PREPARATION OF AS BUILT DRAWINGS SBP | 15 | 15 EA - each | 194 | 2910 | AS-BUILT DRAWING FOR ALL WORKS PERFORMED AS PER SCOPE
90 | WORK CHANGE ORDER | 630108053 | 0003 | 18.02.2021 | 1662725.02 | 31891028.10 | 33553753.12 | 0205 | FTTx IBD MUMB0205 Patel Sadan | 3111341 | DISPOSAL OF WASTE MATERIALS DEBRIS ETC. | 15 | 15.000 NOS - No. | 679 | 10185 | Collection & disposal of various kinds of unwanted materials / debris
91 | WORK CHANGE ORDER | 630108053 | 0003 | 18.02.2021 | 1662725.02 | 31891028.10 | 33553753.12 | 0205 | FTTx IBD MUMB0205 Patel Sadan | 3295891 | MATERIAL STORAGE & SECONDARY TRNSPT | 15 | 15 EA - each | 485 | 7275 | STORAGE AND SECONDARY TRANSPORTATION OF FIM MATERIAL TO BUILDINGS, TO BE CALCULATED PER BUILDING#
92 | WORK CHANGE ORDER | 630108053 | 0003 | 18.02.2021 | 1662725.02 | 31891028.10 | 33553753.12 | 0205 | FTTx IBD MUMB0205 Patel Sadan | 3295897 | CHRG: PRE EXECUTION BUILDING SURVEY | 15 | 15 EA - each | 290 | 4350 | PRE EXECUTION BUILDING SURVEY:#THIS IS BUILDING SURVEY BEFORE DEPLOYMENT INSIDE BUILDING DEPLOYMENT/CONSTRUCTION INCLUDES LAYING OF CONDUITS AND OTHER ODN
93 | WORK CHANGE ORDER | 630108053 | 0003 | 18.02.2021 | 1662725.02 | 31891028.10 | 33553753.12 | 0205 | FTTx IBD MUMB0205 Patel Sadan | 3318382 | CHRG DRILLING OF HOLE 25MM IN BRICK WALL | 50 | 50 EA - each | 82 | 4100 | CHARGES FOR DRILLING HOLES OF DIAMETER 25MM IN BRICK WALL WITH PROPER DRILL MACHINE AND REINSTATEMENT AFTER CONDUITING TO ENSURE WATER PROOFING OF HOLE.#
94 | WORK CHANGE ORDER | 630108053 | 0003 | 18.02.2021 | 1662725.02 | 31891028.10 | 33553753.12 | 0205 | FTTx IBD MUMB0205 Patel Sadan | 3318381 | CHRG DRILLING OF HOLE 40MM IN BRICK WALL | 50 | 50 EA - each | 131 | 6550 | CHARGES FOR DRILLING HOLES OF DIAMETER 40MM IN BRICK WALL WITH PROPER DRILL MACHINE AND REINSTATEMENT AFTER CONDUITING TO ENSURE WATER PROOFING OF HOLE.#
95 | WORK CHANGE ORDER | 630108053 | 0003 | 18.02.2021 | 1662725.02 | 31891028.10 | 33553753.12 | 0205 | FTTx IBD MUMB0205 Patel Sadan | 3318200 | CHRG DRILLING OF HOLE 25MM DIA IN RCC | 50 | 50 EA - each | 131 | 6550 | CHARGES FOR DRILLING HOLES OF DIAMETER 25MM IN RCC WITH PROPER DRILL MACHINE AND REINSTATEMENT AFTER CONDUITING TO ENSURE WATER PROOFING OF HOLE.#
96 | WORK CHANGE ORDER | 630108053 | 0003 | 18.02.2021 | 1662725.02 | 31891028.10 | 33553753.12 | 0205 | FTTx IBD MUMB0205 Patel Sadan | 3297469 | CHRG:DRILLING OF HOLE 40MM DIA IN RCC | 50 | 50 EA - each | 165 | 8250 | CHARGES FOR DRILLING HOLES OF DIAMETER ~40MM IN RCC WITH PROPER DRILL MACHINE AND REINSTATEMENT AFTER CONDUITING TO ENSURE WATER PROOFING OF HOLE.
97 | WORK CHANGE ORDER | 630108053 | 0003 | 18.02.2021 | 1662725.02 | 31891028.10 | 33553753.12 | 0205 | FTTx IBD MUMB0205 Patel Sadan | 3319692 | S&I SIMPLEX PLUG,F/40MM HDPE DUCT | 60 | EA - each | 49 | 2940 | CHARGES FOR SUPPLYING AND FIXING OF SIMPLEX PLUG FOR 40 MM HDPE DUCT#
98 | WORK CHANGE ORDER | 630108053 | 0003 | 18.02.2021 | 1662725.02 | 31891028.10 | 33553753.12 | 0207 | FTTx IBD MUMB0207 Cawas House | 3293883 | CHRG;SHALLOW TRENCH 40 OR 48MM 7WAY DUCT | 50 | 50 M - Meter | 160 | 8000 | EXCAVATION OF SHALLOW TRENCHES MANUALLY/CHIPPING/SLITTING UPTO A DEPTH OF 300 MM, WIDE UP TO 100 MM IN ASPHALT / CONCRETE / TILED SURFACE, LAYING 1 X 40 MM / 1 X 7
99 | WORK CHANGE ORDER | 630108053 | 0003 | 18.02.2021 | 1662725.02 | 31891028.10 | 33553753.12 | 0207 | FTTx IBD MUMB0207 Cawas House | 3314515 | CHRG:SHALLOW TREN 40MM DUCT W/2 NOS | 50 | 50 M - Meter | 160 | 8000 | EXCAVATION OF SHALLOW TRENCHES MANUALLY/CHIPPING/SLITTING IN ASPHALT / CONCRETE / TILED SURFACE, LAYING 2 NOS 40 MM DUCT AND FILLING THE COMPLETE DEPTH, INCLUDING
100 | WORK CHANGE ORDER | 630108053 | 0003 | 18.02.2021 | 1662725.02 | 31891028.10 | 33553753.12 | 0207 | FTTx IBD MUMB0207 Cawas House | 3293878 | CHRG;CLAMPING-1X40MM/1X7WAY MICRO DUCT | 100 | 100M - Meter | 49 | 4900 | CLAMPING OF THE DUCTS 1 X 40 MM / 1 X 7 WAY MICRO DUCT ( 48 MM OD ) ALONG THE WALL WITH THE HELP OF CLAMPING AT EVERY 1 M C/C#
101 | WORK CHANGE ORDER | 630108053 | 0003 | 18.02.2021 | 1662725.02 | 31891028.10 | 33553753.12 | 0207 | FTTx IBD MUMB0207 Cawas House | 3292713 | CHRGS FOR TRANS&INST OF ADSS CABLE-96F | 500 | 500M - Meter | 40 | 20000 | CHARGES FOR TRANSPORTATION & INSTALLATION OF ADSS CABLE- EIC - 96F#
102 | WORK CHANGE ORDER | 630108053 | 0003 | 18.02.2021 | 1662725.02 | 31891028.10 | 33553753.12 | 0207 | FTTx IBD MUMB0207 Cawas House | 3294064 | INSTALLATION 48 F ADSS / FIG 8 CABLE | 1000 | 1,000 | 34 | 34000 | INSTALLATION OF THE AERIAL CABLE (48 F ADSS / FIG 8 ) ALONG WITH THE ACCESSORIES. RATE INCLUDES SURVEY COST AND LOCAL LIASIONING CHARGES.
103 | WORK CHANGE ORDER | 630108053 | 0003 | 18.02.2021 | 1662725.02 | 31891028.10 | 33553753.12 | 0207 | FTTx IBD MUMB0207 Cawas House | 3294065 | INSTALLATION12F ADSS / FIG 8 CABLE | 1500 | 1,500 | 24 | 36000 | INSTALLATION OF THE AERIAL CABLE (12 F ADSS / FIG 8 ) ALONG WITH THE ACCESSORIES. RATE INCLUDES SURVEY COST AND LOCAL LIASIONING CHARGES.
104 | WORK CHANGE ORDER | 630108053 | 0003 | 18.02.2021 | 1662725.02 | 31891028.10 | 33553753.12 | 0207 | FTTx IBD MUMB0207 Cawas House | 3294710 | INSTALLATION 6F ADSS / FIG 8 CABLE | 500 | M - Meter | 19 | 9500 | INSTALLATION OF THE AERIAL CABLE (6 F ADSS / FIG 8 ) ALONG WITH THE ACCESSORIES. RATE INCLUDES SURVEY COST AND LOCAL LIASIONING CHARGES. #
105 | WORK CHANGE ORDER | 630108053 | 0003 | 18.02.2021 | 1662725.02 | 31891028.10 | 33553753.12 | 0207 | FTTx IBD MUMB0207 Cawas House | 3252599 | BLOWING OF 96F | 500 | M - Meter | 15 | 7500 | CHARGES FOR BLOWING OF 96F FIBRE.
106 | WORK CHANGE ORDER | 630108053 | 0003 | 18.02.2021 | 1662725.02 | 31891028.10 | 33553753.12 | 0207 | FTTx IBD MUMB0207 Cawas House | 3294262 | BLOWING / PULLING-48 F | 700 | M - Meter | 10 | 7000 | PULLING/BLOWING OF OFC- 48 F INCLUDING ALL MATERIALS, LABOUR, TOOLS, TACKLES, ETC.. #
107 | WORK CHANGE ORDER | 630108053 | 0003 | 18.02.2021 | 1662725.02 | 31891028.10 | 33553753.12 | 0207 | FTTx IBD MUMB0207 Cawas House | 3294264 | BLOWING / PULLING-12 F | 2000 | 2,000 | 7 | 14000 | PULLING/BLOWING OF OFC-12F INCLUDING ALL MATERIALS, LABOUR, TOOLS, TACKLES, ETC.. #
108 | WORK CHANGE ORDER | 630108053 | 0003 | 18.02.2021 | 1662725.02 | 31891028.10 | 33553753.12 | 0207 | FTTx IBD MUMB0207 Cawas House | 3294265 | BLOWING / PULLING-6 F | 1000 | 1,000 | 5 | 5000 | PULLING/BLOWING OF OFC-6F INCLUDING ALL MATERIALS, LABOUR, TOOLS, TACKLES, ETC.. #
109 | WORK CHANGE ORDER | 630108053 | 0003 | 18.02.2021 | 1662725.02 | 31891028.10 | 33553753.12 | 0207 | FTTx IBD MUMB0207 Cawas House | 3291570 | INSTLTN OF ACCESS CHAMBER 750X400X500 MM | 2 | 2 EA - each | 2328 | 4656 | INSTALLATION OF ACCESS CHAMBERS - SIZE - 750X400X500 MM DEEP.#INCLUDING COVER & LIFTING OF ACCESS CHAMBER-UPTO 50KMS INCLUDING HANDLING ,#EXCAVATION &
110 | WORK CHANGE ORDER | 630108053 | 0003 | 18.02.2021 | 1662725.02 | 31891028.10 | 33553753.12 | 0207 | FTTx IBD MUMB0207 Cawas House | 3314518 | INST OF PULLING CHAMBER 400X400X500MM | 10 | 10 EA - each | 970 | 9700 | INSTALLATION OF PULLING CHAMBERS - SIZE - 400X400X500 MM DEEP ; INCLUDING COVER .#EXCAVATION & BACKFILLING OF PITS ETC AS PER DRAWINGS , SPECIFICATIONS#AND AS
111 | WORK CHANGE ORDER | 630108053 | 0003 | 18.02.2021 | 1662725.02 | 31891028.10 | 33553753.12 | 0207 | FTTx IBD MUMB0207 Cawas House | 3294239 | CHRG;REINST,TRENCH,PCC-1:2:4,GRAVEL 20MM | 1 | 1 M3 - Cubic meter | 5335 | 5335 | CHARGES FOR REINSTATEMENT OF THE TRENCHES / PITS INCLUDING ALL MATERIALS , LABOUR, TOOLS TACKES ETC..BY PCC -1:2:4 GRAVEL SIZE - 20 MM & CURING FOR 7 DAYS. THIS ITEM
112 | WORK CHANGE ORDER | 630108053 | 0003 | 18.02.2021 | 1662725.02 | 31891028.10 | 33553753.12 | 0207 | FTTx IBD MUMB0207 Cawas House | 3291785 | RSTRTN EXCVTD SURFACE- W/COLD BITUMEN | 10 | 10 M - Meter | 1000 | 10000 | CHARGES FOR RESTORATION OF THE EXCAVATED SURFACES USING THE COLD BITUMEN INCLUDING PROPER COMPACTION ETC. ALL COMPLETE INCLUDING ALL MATERIALS TOOLS TACKLES
113 | WORK CHANGE ORDER | 630108053 | 0003 | 18.02.2021 | 1662725.02 | 31891028.10 | 33553753.12 | 0207 | FTTx IBD MUMB0207 Cawas House | 3291786 | RSTRTN EXCVTD SURFACES-W/ HOT BITUMEN | 10 | 10 M - Meter | 383 | 3830 | CHARGES FOR RESTORATION OF THE EXCAVATED SURFACES USING THE HOT BITUMEN INCLUDING PROPER COMPACTION ETC. ALL COMPLETE INCLUDING ALL MATERIALS TOOLS TACKLES
114 | WORK CHANGE ORDER | 630108053 | 0003 | 18.02.2021 | 1662725.02 | 31891028.10 | 33553753.12 | 0207 | FTTx IBD MUMB0207 Cawas House | 3290664 | CHRG F/RESTORATN OF SURF ;W/EXT TILES | 30 | 30 M - Meter | 286 | 8580 | CHARGES FOR RESTORATION OF THE EXCAVATED SURFACES USING THE EXISTING TILES OVER 100 MM THICK CONCRETE BEDDING. THE COST TO INCLUDE THE COST OF THE TILES,
115 | WORK CHANGE ORDER | 630108053 | 0003 | 18.02.2021 | 1662725.02 | 31891028.10 | 33553753.12 | 0207 | FTTx IBD MUMB0207 Cawas House | 3291784 | RSTRTN EXCVTD SURFACE-W/ PAVER BLOCK | 30 | 30 M - Meter | 631 | 18930 | CHARGES FOR RESTORATION OF THE EXCAVATED SURFACE USING NEW INTER LOCKING PAVER BLOCK OVER 100 MM THICK CONCRETE BEDDING. THE COST TO INCLUDE THE COST OF THE
116 | WORK CHANGE ORDER | 630108053 | 0003 | 18.02.2021 | 1662725.02 | 31891028.10 | 33553753.12 | 0207 | FTTx IBD MUMB0207 Cawas House | 3291783 | RESTORATION OF EXCV SURFACE-W/KOTA STONE | 10 | 10 M - Meter | 550 | 5500 | CHARGES FOR RESTORATION OF THE EXCAVATED SURFACE USING NEW KOTA STONE OVER 100 MM THICK CONCRETE BEDDING. THE COST TO INCLUDE THE COST OF THE KOTA STONE ,
117 | WORK CHANGE ORDER | 630108053 | 0003 | 18.02.2021 | 1662725.02 | 31891028.10 | 33553753.12 | 0207 | FTTx IBD MUMB0207 Cawas House | 3290665 | CHRG F/RESTORATN OF SURF ;W/CHEQUED TILE | 30 | 30 M - Meter | 419 | 12570 | CHARGES FOR RESTORATION OF THE EXCAVATED SURFACE USING NEW INTER CHEQUERED TILE OVER 100 MM THICK CONCRETE BEDDING. THE COST TO INCLUDE THE COST OF THE KOTA
118 | WORK CHANGE ORDER | 630108053 | 0003 | 18.02.2021 | 1662725.02 | 31891028.10 | 33553753.12 | 0207 | FTTx IBD MUMB0207 Cawas House | 3171149 | S/FIXING PVC CONDUIT 25 MM | 1000 | 1,000 | 60 | 60000 | S/FIXING PVC CONDUIT 25MM
119 | WORK CHANGE ORDER | 630108053 | 0003 | 18.02.2021 | 1662725.02 | 31891028.10 | 33553753.12 | 0207 | FTTx IBD MUMB0207 Cawas House | 3171151 | S/FIXING PVC CONDUIT 40 MM | 600 | M - Meter | 111 | 66600 | S/FIXING PVC CONDUIT 40 MM
120 | WORK CHANGE ORDER | 630108053 | 0003 | 18.02.2021 | 1662725.02 | 31891028.10 | 33553753.12 | 0207 | FTTx IBD MUMB0207 Cawas House | 3318608 | S&I 25MM PVC CONDUIT USING SCAFFOLDING | 100 | 100M - Meter | 133 | 13300 | SUPPLY AND INSTALLATION OF 25MM OUTER DIA CONDUIT ON EXTERNAL WALL WITH THE HELP OF JHOOLA HOLDING INCLUDING MANPOWER, COUPLERS, BENDS, TEES, SADDLES, CLAMPS,
121 | WORK CHANGE ORDER | 630108053 | 0003 | 18.02.2021 | 1662725.02 | 31891028.10 | 33553753.12 | 0207 | FTTx IBD MUMB0207 Cawas House | 3318609 | S&I 40MM PVC CONDUIT USING SCAFFOLDING | 100 | 100M - Meter | 188 | 18800 | SUPPLY AND INSTALLATION OF 40MM OUTER DIA CONDUIT ON EXTERNAL WALL WITH THE HELP OF JHOOLA HOLDING INCLUDING MANPOWER, COUPLERS, BENDS, TEES, SADDLES, CLAMPS,
122 | WORK CHANGE ORDER | 630108053 | 0003 | 18.02.2021 | 1662725.02 | 31891028.10 | 33553753.12 | 0207 | FTTx IBD MUMB0207 Cawas House | 3206508 | SUP&LAY FLEX PVC CONDUIT DIA 25MM | 200 | M - Meter | 71 | 14200 | Supplying and laying of following sizes of flexible PVC conduit along with conduit accessories complete as required.
123 | WORK CHANGE ORDER | 630108053 | 0003 | 18.02.2021 | 1662725.02 | 31891028.10 | 33553753.12 | 0207 | FTTx IBD MUMB0207 Cawas House | 3206510 | SUP&LAY FLEX PVC CONDUIT DIA 40MM | 150 | M - Meter | 116 | 17400 | Supplying and laying of following sizes of flexible PVC conduit along with conduit
124 | WORK CHANGE ORDER | 630108053 | 0003 | 18.02.2021 | 1662725.02 | 31891028.10 | 33553753.12 | 0207 | FTTx IBD MUMB0207 Cawas House | 3318971 | S&I 25MM FLEXI PVC CONDUIT W/SCAFFOLDING | 100 | 100M - Meter | 144 | 14400 | SUPPLY AND INSTALLATION OF 25MM DIA REINFORCED FLEXIBLE CONDUIT ON EXTERNAL WALL WITH THE HELP OF JHOOLA HOLDING INCLUDING MANPOWER, COUPLERS, BENDS, TEES,
125 | WORK CHANGE ORDER | 630108053 | 0003 | 18.02.2021 | 1662725.02 | 31891028.10 | 33553753.12 | 0207 | FTTx IBD MUMB0207 Cawas House | 3318972 | S&I 40MM FLEXI PVC CONDUIT W/SCAFFOLDING | 100 | 100M - Meter | 194 | 19400 | SUPPLY AND INSTALLATION OF 40MM DIA REINFORCED FLEXIBLE CONDUIT ON EXTERNAL WALL WITH THE HELP OF JHOOLA HOLDING INCLUDING MANPOWER, COUPLERS, BENDS, TEES,
126 | WORK CHANGE ORDER | 630108053 | 0003 | 18.02.2021 | 1662725.02 | 31891028.10 | 33553753.12 | 0207 | FTTx IBD MUMB0207 Cawas House | 3319687 | P&F PVC JUNCTION BOX 40MM,4-WAY | 150 | EA - each | 30 | 4500 | CHARGES FOR SUPPLYING AND FIXING OF PVC JUNCTION BOX 40MM,FOUR WAY IN REQUIRED POSITION ALONG THE LINE OF PVC CONDUIT#
127 | WORK CHANGE ORDER | 630108053 | 0003 | 18.02.2021 | 1662725.02 | 31891028.10 | 33553753.12 | 0207 | FTTx IBD MUMB0207 Cawas House | 3319688 | P&F PVC JUNCTION BOX 40MM,3-WAY | 150 | EA - each | 30 | 4500 | CHARGES FOR SUPPLYING AND FIXING OF PVC JUNCTION BOX 40MM,THREE WAY IN REQUIRED POSITION ALONG THE LINE OF PVC CONDUIT#
128 | WORK CHANGE ORDER | 630108053 | 0003 | 18.02.2021 | 1662725.02 | 31891028.10 | 33553753.12 | 0207 | FTTx IBD MUMB0207 Cawas House | 3192918 | CHRG:S/F:PVC JUNCTION BOX 25MM,4-WAY | 150 | 150EA - each | 19 | 2850 | CHARGES FOR SUPPLYING AND FIXING OF PVC JUNCTION BOX
129 | WORK CHANGE ORDER | 630108053 | 0003 | 18.02.2021 | 1662725.02 | 31891028.10 | 33553753.12 | 0207 | FTTx IBD MUMB0207 Cawas House | 3192917 | CHRG:S/F:PVC JUNCTION BOX 25MM,3-WAY | 150 | 150EA - each | 19 | 2850 | CHARGES FOR SUPPLYING AND FIXING OF PVC JUNCTION BOX
130 | WORK CHANGE ORDER | 630108053 | 0003 | 18.02.2021 | 1662725.02 | 31891028.10 | 33553753.12 | 0207 | FTTx IBD MUMB0207 Cawas House | 3259755 | INSTALLATION OF FDC | 15 | EA - each | 49 | 735 | Installation of Fibre Distribution Cabinet
131 | WORK CHANGE ORDER | 630108053 | 0003 | 18.02.2021 | 1662725.02 | 31891028.10 | 33553753.12 | 0207 | FTTx IBD MUMB0207 Cawas House | 3294022 | INSTALLATION OF FAT (WALL/POLE MOUNTED) | 50 | 50 EA - each | 49 | 2450 | INSTALLATION OF FIBRE ACCESS TERMINAL (WALL/POLE MOUNTED)#
132 | WORK CHANGE ORDER | 630108053 | 0003 | 18.02.2021 | 1662725.02 | 31891028.10 | 33553753.12 | 0207 | FTTx IBD MUMB0207 Cawas House | 3293902 | INSTALLATION LEVEL 1 ( S1 ) SPLITTER | 20 | EA - each | 49 | 980 | INSTALLATION OF FREE ISSUED SPLITTER AT SUGGESTED LOCATION INCLUDING ALL MANPOWER, TOOLS TACKLES, HARDWARES ETC. COMPLETE AS PER THE DRG AND DIRECTION OF
133 | WORK CHANGE ORDER | 630108053 | 0003 | 18.02.2021 | 1662725.02 | 31891028.10 | 33553753.12 | 0207 | FTTx IBD MUMB0207 Cawas House | 3293903 | INSTALLATION LEVEL 2 ( S2 ) SPLITTER | 160 | EA - each | 49 | 7840 | INSTALLATION OF FREE ISSUED SPLITTER AT SUGGESTED LOCATION INCLUDING ALL MANPOWER, TOOLS TACKLES, HARDWARES ETC. COMPLETE AS PER THE DRG AND DIRECTION OF
134 | WORK CHANGE ORDER | 630108053 | 0003 | 18.02.2021 | 1662725.02 | 31891028.10 | 33553753.12 | 0207 | FTTx IBD MUMB0207 Cawas House | 3252601 | SPLICING,JOINTING & TERMINATION-48F | 500 | 500.000 NOS - No. | 112 | 56000 | CHARGES FOR SPLICING,JOINTING & TERMINATION OF 48F FIBRE.
135 | WORK CHANGE ORDER | 630108053 | 0003 | 18.02.2021 | 1662725.02 | 31891028.10 | 33553753.12 | 0207 | FTTx IBD MUMB0207 Cawas House | 3252602 | SPLICING,JOINTING & TERMINATION-96F | 192 | 192.000 NOS - No. | 112 | 21504 | CHARGES FOR SPLICING,JOINTING & TERMINATION OF 96F FIBRE.
136 | WORK CHANGE ORDER | 630108053 | 0003 | 18.02.2021 | 1662725.02 | 31891028.10 | 33553753.12 | 0207 | FTTx IBD MUMB0207 Cawas House | 3300512 | SPLICING & TERM OFC,FIXED COST/DAY | 10 | EA - each | 2425 | 24250 | OFC SPLICING&TERMINATION-FIXED COST/DAY#JOB INVOLVES: 1) SPLICING & TERMINATION OF OFC CABLE AS DIRECTED BY EIC. 2) ALL TOOLS AND TACKLES, PPES, CONSUMABLES ARE IN
137 | WORK CHANGE ORDER | 630108053 | 0003 | 18.02.2021 | 1662725.02 | 31891028.10 | 33553753.12 | 0207 | FTTx IBD MUMB0207 Cawas House | 3098777 | A11102-SELF ADHESIVE LABELS | 400 | 400.000 | 10 | 4000 | 420
138 | WORK CHANGE ORDER | 630108053 | 0003 | 18.02.2021 | 1662725.02 | 31891028.10 | 33553753.12 | 0207 | FTTx IBD MUMB0207 Cawas House | 3295194 | PREPARATION OF AS BUILT DRAWINGS SBP | 15 | 15 EA - each | 194 | 2910 | AS-BUILT DRAWING FOR ALL WORKS PERFORMED AS PER SCOPE
139 | WORK CHANGE ORDER | 630108053 | 0003 | 18.02.2021 | 1662725.02 | 31891028.10 | 33553753.12 | 0207 | FTTx IBD MUMB0207 Cawas House | 3111341 | DISPOSAL OF WASTE MATERIALS DEBRIS ETC. | 15 | 15.000 NOS - No. | 679 | 10185 | Collection & disposal of various kinds of unwanted materials / debris
140 | WORK CHANGE ORDER | 630108053 | 0003 | 18.02.2021 | 1662725.02 | 31891028.10 | 33553753.12 | 0207 | FTTx IBD MUMB0207 Cawas House | 3295891 | MATERIAL STORAGE & SECONDARY TRNSPT | 15 | 15 EA - each | 485 | 7275 | STORAGE AND SECONDARY TRANSPORTATION OF FIM MATERIAL TO BUILDINGS, TO BE CALCULATED PER BUILDING#
141 | WORK CHANGE ORDER | 630108053 | 0003 | 18.02.2021 | 1662725.02 | 31891028.10 | 33553753.12 | 0207 | FTTx IBD MUMB0207 Cawas House | 3295897 | CHRG: PRE EXECUTION BUILDING SURVEY | 15 | 15 EA - each | 290 | 4350 | PRE EXECUTION BUILDING SURVEY:#THIS IS BUILDING SURVEY BEFORE DEPLOYMENT INSIDE BUILDING DEPLOYMENT/CONSTRUCTION INCLUDES LAYING OF CONDUITS AND OTHER ODN
142 | WORK CHANGE ORDER | 630108053 | 0003 | 18.02.2021 | 1662725.02 | 31891028.10 | 33553753.12 | 0207 | FTTx IBD MUMB0207 Cawas House | 3318382 | CHRG DRILLING OF HOLE 25MM IN BRICK WALL | 50 | 50 EA - each | 82 | 4100 | CHARGES FOR DRILLING HOLES OF DIAMETER 25MM IN BRICK WALL WITH PROPER DRILL MACHINE AND REINSTATEMENT AFTER CONDUITING TO ENSURE WATER PROOFING OF HOLE.#
143 | WORK CHANGE ORDER | 630108053 | 0003 | 18.02.2021 | 1662725.02 | 31891028.10 | 33553753.12 | 0207 | FTTx IBD MUMB0207 Cawas House | 3318381 | CHRG DRILLING OF HOLE 40MM IN BRICK WALL | 50 | 50 EA - each | 131 | 6550 | CHARGES FOR DRILLING HOLES OF DIAMETER 40MM IN BRICK WALL WITH PROPER DRILL MACHINE AND REINSTATEMENT AFTER CONDUITING TO ENSURE WATER PROOFING OF HOLE.#
144 | WORK CHANGE ORDER | 630108053 | 0003 | 18.02.2021 | 1662725.02 | 31891028.10 | 33553753.12 | 0207 | FTTx IBD MUMB0207 Cawas House | 3318200 | CHRG DRILLING OF HOLE 25MM DIA IN RCC | 50 | 50 EA - each | 131 | 6550 | CHARGES FOR DRILLING HOLES OF DIAMETER 25MM IN RCC WITH PROPER DRILL MACHINE AND REINSTATEMENT AFTER CONDUITING TO ENSURE WATER PROOFING OF HOLE.#
145 | WORK CHANGE ORDER | 630108053 | 0003 | 18.02.2021 | 1662725.02 | 31891028.10 | 33553753.12 | 0207 | FTTx IBD MUMB0207 Cawas House | 3297469 | CHRG:DRILLING OF HOLE 40MM DIA IN RCC | 50 | 50 EA - each | 165 | 8250 | CHARGES FOR DRILLING HOLES OF DIAMETER ~40MM IN RCC WITH PROPER DRILL MACHINE AND REINSTATEMENT AFTER CONDUITING TO ENSURE WATER PROOFING OF HOLE.
146 | WORK CHANGE ORDER | 630108053 | 0003 | 18.02.2021 | 1662725.02 | 31891028.10 | 33553753.12 | 0207 | FTTx IBD MUMB0207 Cawas House | 3319692 | S&I SIMPLEX PLUG,F/40MM HDPE DUCT | 60 | EA - each | 49 | 2940 | CHARGES FOR SUPPLYING AND FIXING OF SIMPLEX PLUG FOR 40 MM HDPE DUCT#
147 | WORK CHANGE ORDER | 630108053 | 0003 | 18.02.2021 | 1662725.02 | 31891028.10 | 33553753.12 | 0208 | FTTx IBD MUMB0208 Archana | 3293883 | CHRG;SHALLOW TRENCH 40 OR 48MM 7WAY DUCT | 50 | 50 M - Meter | 160 | 8000 | EXCAVATION OF SHALLOW TRENCHES MANUALLY/CHIPPING/SLITTING UPTO A DEPTH OF 300 MM, WIDE UP TO 100 MM IN ASPHALT / CONCRETE / TILED SURFACE, LAYING 1 X 40 MM / 1 X 7
148 | WORK CHANGE ORDER | 630108053 | 0003 | 18.02.2021 | 1662725.02 | 31891028.10 | 33553753.12 | 0208 | FTTx IBD MUMB0208 Archana | 3314515 | CHRG:SHALLOW TREN 40MM DUCT W/2 NOS | 50 | 50 M - Meter | 160 | 8000 | EXCAVATION OF SHALLOW TRENCHES MANUALLY/CHIPPING/SLITTING IN ASPHALT / CONCRETE / TILED SURFACE, LAYING 2 NOS 40 MM DUCT AND FILLING THE COMPLETE DEPTH, INCLUDING
149 | WORK CHANGE ORDER | 630108053 | 0003 | 18.02.2021 | 1662725.02 | 31891028.10 | 33553753.12 | 0208 | FTTx IBD MUMB0208 Archana | 3293878 | CHRG;CLAMPING-1X40MM/1X7WAY MICRO DUCT | 100 | 100M - Meter | 49 | 4900 | CLAMPING OF THE DUCTS 1 X 40 MM / 1 X 7 WAY MICRO DUCT ( 48 MM OD ) ALONG THE WALL WITH THE HELP OF CLAMPING AT EVERY 1 M C/C#
150 | WORK CHANGE ORDER | 630108053 | 0003 | 18.02.2021 | 1662725.02 | 31891028.10 | 33553753.12 | 0208 | FTTx IBD MUMB0208 Archana | 3292713 | CHRGS FOR TRANS&INST OF ADSS CABLE-96F | 500 | 500M - Meter | 40 | 20000 | CHARGES FOR TRANSPORTATION & INSTALLATION OF ADSS CABLE- EIC - 96F#
151 | WORK CHANGE ORDER | 630108053 | 0003 | 18.02.2021 | 1662725.02 | 31891028.10 | 33553753.12 | 0208 | FTTx IBD MUMB0208 Archana | 3294064 | INSTALLATION 48 F ADSS / FIG 8 CABLE | 1000 | 1,000 | 34 | 34000 | INSTALLATION OF THE AERIAL CABLE (48 F ADSS / FIG 8 ) ALONG WITH THE ACCESSORIES. RATE INCLUDES SURVEY COST AND LOCAL LIASIONING CHARGES.
152 | WORK CHANGE ORDER | 630108053 | 0003 | 18.02.2021 | 1662725.02 | 31891028.10 | 33553753.12 | 0208 | FTTx IBD MUMB0208 Archana | 3294065 | INSTALLATION12F ADSS / FIG 8 CABLE | 1500 | 1,500 | 24 | 36000 | INSTALLATION OF THE AERIAL CABLE (12 F ADSS / FIG 8 ) ALONG WITH THE ACCESSORIES. RATE INCLUDES SURVEY COST AND LOCAL LIASIONING CHARGES.
153 | WORK CHANGE ORDER | 630108053 | 0003 | 18.02.2021 | 1662725.02 | 31891028.10 | 33553753.12 | 0208 | FTTx IBD MUMB0208 Archana | 3294710 | INSTALLATION 6F ADSS / FIG 8 CABLE | 500 | M - Meter | 19 | 9500 | INSTALLATION OF THE AERIAL CABLE (6 F ADSS / FIG 8 ) ALONG WITH THE ACCESSORIES. RATE INCLUDES SURVEY COST AND LOCAL LIASIONING CHARGES. #
154 | WORK CHANGE ORDER | 630108053 | 0003 | 18.02.2021 | 1662725.02 | 31891028.10 | 33553753.12 | 0208 | FTTx IBD MUMB0208 Archana | 3252599 | BLOWING OF 96F | 500 | M - Meter | 15 | 7500 | CHARGES FOR BLOWING OF 96F FIBRE.
155 | WORK CHANGE ORDER | 630108053 | 0003 | 18.02.2021 | 1662725.02 | 31891028.10 | 33553753.12 | 0208 | FTTx IBD MUMB0208 Archana | 3294262 | BLOWING / PULLING-48 F | 700 | M - Meter | 10 | 7000 | PULLING/BLOWING OF OFC- 48 F INCLUDING ALL MATERIALS, LABOUR, TOOLS, TACKLES, ETC.. #
156 | WORK CHANGE ORDER | 630108053 | 0003 | 18.02.2021 | 1662725.02 | 31891028.10 | 33553753.12 | 0208 | FTTx IBD MUMB0208 Archana | 3294264 | BLOWING / PULLING-12 F | 2000 | 2,000 | 7 | 14000 | PULLING/BLOWING OF OFC-12F INCLUDING ALL MATERIALS, LABOUR, TOOLS, TACKLES, ETC.. #
157 | WORK CHANGE ORDER | 630108053 | 0003 | 18.02.2021 | 1662725.02 | 31891028.10 | 33553753.12 | 0208 | FTTx IBD MUMB0208 Archana | 3294265 | BLOWING / PULLING-6 F | 1000 | 1,000 | 5 | 5000 | PULLING/BLOWING OF OFC-6F INCLUDING ALL MATERIALS, LABOUR, TOOLS, TACKLES, ETC.. #
158 | WORK CHANGE ORDER | 630108053 | 0003 | 18.02.2021 | 1662725.02 | 31891028.10 | 33553753.12 | 0208 | FTTx IBD MUMB0208 Archana | 3291570 | INSTLTN OF ACCESS CHAMBER 750X400X500 MM | 2 | 2 EA - each | 2328 | 4656 | INSTALLATION OF ACCESS CHAMBERS - SIZE - 750X400X500 MM DEEP.#INCLUDING COVER & LIFTING OF ACCESS CHAMBER-UPTO 50KMS INCLUDING HANDLING ,#EXCAVATION &
159 | WORK CHANGE ORDER | 630108053 | 0003 | 18.02.2021 | 1662725.02 | 31891028.10 | 33553753.12 | 0208 | FTTx IBD MUMB0208 Archana | 3314518 | INST OF PULLING CHAMBER 400X400X500MM | 10 | 10 EA - each | 970 | 9700 | INSTALLATION OF PULLING CHAMBERS - SIZE - 400X400X500 MM DEEP ; INCLUDING COVER .#EXCAVATION & BACKFILLING OF PITS ETC AS PER DRAWINGS , SPECIFICATIONS#AND AS
160 | WORK CHANGE ORDER | 630108053 | 0003 | 18.02.2021 | 1662725.02 | 31891028.10 | 33553753.12 | 0208 | FTTx IBD MUMB0208 Archana | 3294239 | CHRG;REINST,TRENCH,PCC-1:2:4,GRAVEL 20MM | 1 | 1 M3 - Cubic meter | 5335 | 5335 | CHARGES FOR REINSTATEMENT OF THE TRENCHES / PITS INCLUDING ALL MATERIALS , LABOUR, TOOLS TACKES ETC..BY PCC -1:2:4 GRAVEL SIZE - 20 MM & CURING FOR 7 DAYS. THIS ITEM
161 | WORK CHANGE ORDER | 630108053 | 0003 | 18.02.2021 | 1662725.02 | 31891028.10 | 33553753.12 | 0208 | FTTx IBD MUMB0208 Archana | 3291785 | RSTRTN EXCVTD SURFACE- W/COLD BITUMEN | 10 | 10 M - Meter | 1000 | 10000 | CHARGES FOR RESTORATION OF THE EXCAVATED SURFACES USING THE COLD BITUMEN INCLUDING PROPER COMPACTION ETC. ALL COMPLETE INCLUDING ALL MATERIALS TOOLS TACKLES
162 | WORK CHANGE ORDER | 630108053 | 0003 | 18.02.2021 | 1662725.02 | 31891028.10 | 33553753.12 | 0208 | FTTx IBD MUMB0208 Archana | 3291786 | RSTRTN EXCVTD SURFACES-W/ HOT BITUMEN | 10 | 10 M - Meter | 383 | 3830 | CHARGES FOR RESTORATION OF THE EXCAVATED SURFACES USING THE HOT BITUMEN INCLUDING PROPER COMPACTION ETC. ALL COMPLETE INCLUDING ALL MATERIALS TOOLS TACKLES
163 | WORK CHANGE ORDER | 630108053 | 0003 | 18.02.2021 | 1662725.02 | 31891028.10 | 33553753.12 | 0208 | FTTx IBD MUMB0208 Archana | 3290664 | CHRG F/RESTORATN OF SURF ;W/EXT TILES | 30 | 30 M - Meter | 286 | 8580 | CHARGES FOR RESTORATION OF THE EXCAVATED SURFACES USING THE EXISTING TILES OVER 100 MM THICK CONCRETE BEDDING. THE COST TO INCLUDE THE COST OF THE TILES,
164 | WORK CHANGE ORDER | 630108053 | 0003 | 18.02.2021 | 1662725.02 | 31891028.10 | 33553753.12 | 0208 | FTTx IBD MUMB0208 Archana | 3291784 | RSTRTN EXCVTD SURFACE-W/ PAVER BLOCK | 30 | 30 M - Meter | 631 | 18930 | CHARGES FOR RESTORATION OF THE EXCAVATED SURFACE USING NEW INTER LOCKING PAVER BLOCK OVER 100 MM THICK CONCRETE BEDDING. THE COST TO INCLUDE THE COST OF THE
165 | WORK CHANGE ORDER | 630108053 | 0003 | 18.02.2021 | 1662725.02 | 31891028.10 | 33553753.12 | 0208 | FTTx IBD MUMB0208 Archana | 3291783 | RESTORATION OF EXCV SURFACE-W/KOTA STONE | 10 | 10 M - Meter | 550 | 5500 | CHARGES FOR RESTORATION OF THE EXCAVATED SURFACE USING NEW KOTA STONE OVER 100 MM THICK CONCRETE BEDDING. THE COST TO INCLUDE THE COST OF THE KOTA STONE ,
166 | WORK CHANGE ORDER | 630108053 | 0003 | 18.02.2021 | 1662725.02 | 31891028.10 | 33553753.12 | 0208 | FTTx IBD MUMB0208 Archana | 3290665 | CHRG F/RESTORATN OF SURF ;W/CHEQUED TILE | 30 | 30 M - Meter | 419 | 12570 | CHARGES FOR RESTORATION OF THE EXCAVATED SURFACE USING NEW INTER CHEQUERED TILE OVER 100 MM THICK CONCRETE
167 | WORK CHANGE ORDER | 630108053 | 0003 | 18.02.2021 | 1662725.02 | 31891028.10 | 33553753.12 | 0208 | FTTx IBD MUMB0208 Archana | 3171149 | S/FIXING PVC CONDUIT 25 MM | 1000 | 1,000 | 60 | 60000 | S/FIXING PVC CONDUIT 25MM
168 | WORK CHANGE ORDER | 630108053 | 0003 | 18.02.2021 | 1662725.02 | 31891028.10 | 33553753.12 | 0208 | FTTx IBD MUMB0208 Archana | 3171151 | S/FIXING PVC CONDUIT 40 MM | 600 | M - Meter | 111 | 66600 | S/FIXING PVC CONDUIT 40 MM
169 | WORK CHANGE ORDER | 630108053 | 0003 | 18.02.2021 | 1662725.02 | 31891028.10 | 33553753.12 | 0208 | FTTx IBD MUMB0208 Archana | 3318608 | S&I 25MM PVC CONDUIT USING SCAFFOLDING | 100 | 100M - Meter | 133 | 13300 | SUPPLY AND INSTALLATION OF 25MM OUTER DIA CONDUIT ON EXTERNAL WALL WITH THE HELP OF JHOOLA HOLDING INCLUDING MANPOWER, COUPLERS, BENDS, TEES, SADDLES, CLAMPS,
170 | WORK CHANGE ORDER | 630108053 | 0003 | 18.02.2021 | 1662725.02 | 31891028.10 | 33553753.12 | 0208 | FTTx IBD MUMB0208 Archana | 3318609 | S&I 40MM PVC CONDUIT USING SCAFFOLDING | 100 | 100M - Meter | 188 | 18800 | SUPPLY AND INSTALLATION OF 40MM OUTER DIA CONDUIT ON EXTERNAL WALL WITH THE HELP OF JHOOLA HOLDING INCLUDING MANPOWER, COUPLERS, BENDS, TEES, SADDLES, CLAMPS,
171 | WORK CHANGE ORDER | 630108053 | 0003 | 18.02.2021 | 1662725.02 | 31891028.10 | 33553753.12 | 0208 | FTTx IBD MUMB0208 Archana | 3206508 | SUP&LAY FLEX PVC CONDUIT DIA 25MM | 200 | M - Meter | 71 | 14200 | Supplying and laying of following sizes of flexible PVC conduit along with conduit accessories complete as required.
172 | WORK CHANGE ORDER | 630108053 | 0003 | 18.02.2021 | 1662725.02 | 31891028.10 | 33553753.12 | 0208 | FTTx IBD MUMB0208 Archana | 3206510 | SUP&LAY FLEX PVC CONDUIT DIA 40MM | 150 | M - Meter | 116 | 17400 | Supplying and laying of following sizes of flexible PVC conduit along with conduit
173 | WORK CHANGE ORDER | 630108053 | 0003 | 18.02.2021 | 1662725.02 | 31891028.10 | 33553753.12 | 0208 | FTTx IBD MUMB0208 Archana | 3318971 | S&I 25MM FLEXI PVC CONDUIT W/SCAFFOLDING | 100 | 100M - Meter | 144 | 14400 | SUPPLY AND INSTALLATION OF 25MM DIA REINFORCED FLEXIBLE CONDUIT ON EXTERNAL WALL WITH THE HELP OF JHOOLA HOLDING INCLUDING MANPOWER, COUPLERS, BENDS, TEES,
174 | WORK CHANGE ORDER | 630108053 | 0003 | 18.02.2021 | 1662725.02 | 31891028.10 | 33553753.12 | 0208 | FTTx IBD MUMB0208 Archana | 3318972 | S&I 40MM FLEXI PVC CONDUIT W/SCAFFOLDING | 100 | 100M - Meter | 194 | 19400 | SUPPLY AND INSTALLATION OF 40MM DIA REINFORCED FLEXIBLE CONDUIT ON EXTERNAL WALL WITH THE HELP OF JHOOLA HOLDING INCLUDING MANPOWER, COUPLERS, BENDS, TEES,
175 | WORK CHANGE ORDER | 630108053 | 0003 | 18.02.2021 | 1662725.02 | 31891028.10 | 33553753.12 | 0208 | FTTx IBD MUMB0208 Archana | 3319687 | P&F PVC JUNCTION BOX 40MM,4-WAY | 150 | EA - each | 30 | 4500 | CHARGES FOR SUPPLYING AND FIXING OF PVC JUNCTION BOX 40MM,FOUR WAY IN REQUIRED POSITION ALONG THE LINE OF PVC CONDUIT#
176 | WORK CHANGE ORDER | 630108053 | 0003 | 18.02.2021 | 1662725.02 | 31891028.10 | 33553753.12 | 0208 | FTTx IBD MUMB0208 Archana | 3319688 | P&F PVC JUNCTION BOX 40MM,3-WAY | 150 | EA - each | 30 | 4500 | CHARGES FOR SUPPLYING AND FIXING OF PVC JUNCTION BOX 40MM,THREE WAY IN REQUIRED POSITION ALONG THE LINE OF PVC CONDUIT#
177 | WORK CHANGE ORDER | 630108053 | 0003 | 18.02.2021 | 1662725.02 | 31891028.10 | 33553753.12 | 0208 | FTTx IBD MUMB0208 Archana | 3192918 | CHRG:S/F:PVC JUNCTION BOX 25MM,4-WAY | 150 | 150EA - each | 19 | 2850 | CHARGES FOR SUPPLYING AND FIXING OF PVC JUNCTION BOX
178 | WORK CHANGE ORDER | 630108053 | 0003 | 18.02.2021 | 1662725.02 | 31891028.10 | 33553753.12 | 0208 | FTTx IBD MUMB0208 Archana | 3192917 | CHRG:S/F:PVC JUNCTION BOX 25MM,3-WAY | 150 | 150EA - each | 19 | 2850 | CHARGES FOR SUPPLYING AND FIXING OF PVC JUNCTION BOX
179 | WORK CHANGE ORDER | 630108053 | 0003 | 18.02.2021 | 1662725.02 | 31891028.10 | 33553753.12 | 0208 | FTTx IBD MUMB0208 Archana | 3259755 | INSTALLATION OF FDC | 15 | EA - each | 49 | 735 | Installation of Fibre Distribution Cabinet
180 | WORK CHANGE ORDER | 630108053 | 0003 | 18.02.2021 | 1662725.02 | 31891028.10 | 33553753.12 | 0208 | FTTx IBD MUMB0208 Archana | 3294022 | INSTALLATION OF FAT (WALL/POLE MOUNTED) | 50 | 50 EA - each | 49 | 2450 | INSTALLATION OF FIBRE ACCESS TERMINAL (WALL/POLE MOUNTED)#
181 | WORK CHANGE ORDER | 630108053 | 0003 | 18.02.2021 | 1662725.02 | 31891028.10 | 33553753.12 | 0208 | FTTx IBD MUMB0208 Archana | 3293902 | INSTALLATION LEVEL 1 ( S1 ) SPLITTER | 20 | EA - each | 49 | 980 | INSTALLATION OF FREE ISSUED SPLITTER AT SUGGESTED LOCATION INCLUDING ALL MANPOWER, TOOLS TACKLES, HARDWARES ETC. COMPLETE AS PER THE DRG AND DIRECTION OF
182 | WORK CHANGE ORDER | 630108053 | 0003 | 18.02.2021 | 1662725.02 | 31891028.10 | 33553753.12 | 0208 | FTTx IBD MUMB0208 Archana | 3293903 | INSTALLATION LEVEL 2 ( S2 ) SPLITTER | 160 | EA - each | 49 | 7840 | INSTALLATION OF FREE ISSUED SPLITTER AT SUGGESTED LOCATION INCLUDING ALL MANPOWER, TOOLS TACKLES, HARDWARES ETC. COMPLETE AS PER THE DRG AND DIRECTION OF
183 | WORK CHANGE ORDER | 630108053 | 0003 | 18.02.2021 | 1662725.02 | 31891028.10 | 33553753.12 | 0208 | FTTx IBD MUMB0208 Archana | 3252601 | SPLICING,JOINTING & TERMINATION-48F | 500 | 500.000 NOS - No. | 112 | 56000 | CHARGES FOR SPLICING,JOINTING & TERMINATION OF 48F FIBRE.
184 | WORK CHANGE ORDER | 630108053 | 0003 | 18.02.2021 | 1662725.02 | 31891028.10 | 33553753.12 | 0208 | FTTx IBD MUMB0208 Archana | 3252602 | SPLICING,JOINTING & TERMINATION-96F | 192 | 192.000 NOS - No. | 112 | 21504 | CHARGES FOR SPLICING,JOINTING & TERMINATION OF 96F FIBRE.
185 | WORK CHANGE ORDER | 630108053 | 0003 | 18.02.2021 | 1662725.02 | 31891028.10 | 33553753.12 | 0208 | FTTx IBD MUMB0208 Archana | 3300512 | SPLICING & TERM OFC,FIXED COST/DAY | 10 | EA - each | 2425 | 24250 | OFC SPLICING&TERMINATION-FIXED COST/DAY#JOB INVOLVES: 1) SPLICING & TERMINATION OF OFC CABLE AS DIRECTED BY EIC. 2) ALL TOOLS AND TACKLES, PPES, CONSUMABLES ARE IN
186 | WORK CHANGE ORDER | 630108053 | 0003 | 18.02.2021 | 1662725.02 | 31891028.10 | 33553753.12 | 0208 | FTTx IBD MUMB0208 Archana | 3098777 | A11102-SELF ADHESIVE LABELS | 400 | 400.000 | 10 | 4000 | 420
187 | WORK CHANGE ORDER | 630108053 | 0003 | 18.02.2021 | 1662725.02 | 31891028.10 | 33553753.12 | 0208 | FTTx IBD MUMB0208 Archana | 3295194 | PREPARATION OF AS BUILT DRAWINGS SBP | 15 | 15 EA - each | 194 | 2910 | AS-BUILT DRAWING FOR ALL WORKS PERFORMED AS PER SCOPE
188 | WORK CHANGE ORDER | 630108053 | 0003 | 18.02.2021 | 1662725.02 | 31891028.10 | 33553753.12 | 0208 | FTTx IBD MUMB0208 Archana | 3111341 | DISPOSAL OF WASTE MATERIALS DEBRIS ETC. | 15 | 15.000 NOS - No. | 679 | 10185 | Collection & disposal of various kinds of unwanted materials / debris
189 | WORK CHANGE ORDER | 630108053 | 0003 | 18.02.2021 | 1662725.02 | 31891028.10 | 33553753.12 | 0208 | FTTx IBD MUMB0208 Archana | 3295891 | MATERIAL STORAGE & SECONDARY TRNSPT | 15 | 15 EA - each | 485 | 7275 | STORAGE AND SECONDARY TRANSPORTATION OF FIM MATERIAL TO BUILDINGS, TO BE CALCULATED PER BUILDING#
190 | WORK CHANGE ORDER | 630108053 | 0003 | 18.02.2021 | 1662725.02 | 31891028.10 | 33553753.12 | 0208 | FTTx IBD MUMB0208 Archana | 3295897 | CHRG: PRE EXECUTION BUILDING SURVEY | 15 | 15 EA - each | 290 | 4350 | PRE EXECUTION BUILDING SURVEY:#THIS IS BUILDING SURVEY BEFORE DEPLOYMENT INSIDE BUILDING DEPLOYMENT/CONSTRUCTION INCLUDES LAYING OF CONDUITS AND OTHER ODN
191 | WORK CHANGE ORDER | 630108053 | 0003 | 18.02.2021 | 1662725.02 | 31891028.10 | 33553753.12 | 0208 | FTTx IBD MUMB0208 Archana | 3318382 | CHRG DRILLING OF HOLE 25MM IN BRICK WALL | 50 | 50 EA - each | 82 | 4100 | CHARGES FOR DRILLING HOLES OF DIAMETER 25MM IN BRICK WALL WITH PROPER DRILL MACHINE AND REINSTATEMENT AFTER CONDUITING TO ENSURE WATER PROOFING OF HOLE.#
192 | WORK CHANGE ORDER | 630108053 | 0003 | 18.02.2021 | 1662725.02 | 31891028.10 | 33553753.12 | 0208 | FTTx IBD MUMB0208 Archana | 3318381 | CHRG DRILLING OF HOLE 40MM IN BRICK WALL | 50 | 50 EA - each | 131 | 6550 | CHARGES FOR DRILLING HOLES OF DIAMETER 40MM IN BRICK WALL WITH PROPER DRILL MACHINE AND REINSTATEMENT AFTER CONDUITING TO ENSURE WATER PROOFING OF HOLE.#
193 | WORK CHANGE ORDER | 630108053 | 0003 | 18.02.2021 | 1662725.02 | 31891028.10 | 33553753.12 | 0208 | FTTx IBD MUMB0208 Archana | 3318200 | CHRG DRILLING OF HOLE 25MM DIA IN RCC | 50 | 50 EA - each | 131 | 6550 | CHARGES FOR DRILLING HOLES OF DIAMETER 25MM IN RCC WITH PROPER DRILL MACHINE AND REINSTATEMENT AFTER CONDUITING TO ENSURE WATER PROOFING OF HOLE.#
194 | WORK CHANGE ORDER | 630108053 | 0003 | 18.02.2021 | 1662725.02 | 31891028.10 | 33553753.12 | 0208 | FTTx IBD MUMB0208 Archana | 3297469 | CHRG:DRILLING OF HOLE 40MM DIA IN RCC | 50 | 50 EA - each | 165 | 8250 | CHARGES FOR DRILLING HOLES OF DIAMETER ~40MM IN RCC WITH PROPER DRILL MACHINE AND REINSTATEMENT AFTER CONDUITING TO ENSURE WATER PROOFING OF HOLE.
195 | WORK CHANGE ORDER | 630108053 | 0003 | 18.02.2021 | 1662725.02 | 31891028.10 | 33553753.12 | 0208 | FTTx IBD MUMB0208 Archana | 3319692 | S&I SIMPLEX PLUG,F/40MM HDPE DUCT | 60 | EA - each | 49 | 2940 | CHARGES FOR SUPPLYING AND FIXING OF SIMPLEX PLUG FOR 40 MM HDPE DUCT#
196 | WORK CHANGE ORDER | 630108053 | 0003 | 18.02.2021 | 1662725.02 | 31891028.10 | 33553753.12 | 0222 | FTTx IBD MUMB0222 Vishwavilla | 3293883 | CHRG;SHALLOW TRENCH 40 OR 48MM 7WAY DUCT | 50 | 50 M - Meter | 160 | 8000 | EXCAVATION OF SHALLOW TRENCHES MANUALLY/CHIPPING/SLITTING UPTO A DEPTH OF 300 MM, WIDE UP TO 100 MM IN ASPHALT / CONCRETE / TILED SURFACE, LAYING 1 X 40 MM / 1 X 7
197 | WORK CHANGE ORDER | 630108053 | 0003 | 18.02.2021 | 1662725.02 | 31891028.10 | 33553753.12 | 0222 | FTTx IBD MUMB0222 Vishwavilla | 3314515 | CHRG:SHALLOW TREN 40MM DUCT W/2 NOS | 50 | 50 M - Meter | 160 | 8000 | EXCAVATION OF SHALLOW TRENCHES MANUALLY/CHIPPING/SLITTING IN ASPHALT / CONCRETE / TILED SURFACE, LAYING 2 NOS 40 MM DUCT AND FILLING THE COMPLETE DEPTH, INCLUDING
198 | WORK CHANGE ORDER | 630108053 | 0003 | 18.02.2021 | 1662725.02 | 31891028.10 | 33553753.12 | 0222 | FTTx IBD MUMB0222 Vishwavilla | 3293878 | CHRG;CLAMPING-1X40MM/1X7WAY MICRO DUCT | 100 | 100M - Meter | 49 | 4900 | CLAMPING OF THE DUCTS 1 X 40 MM / 1 X 7 WAY MICRO DUCT ( 48 MM OD ) ALONG THE WALL WITH THE HELP OF CLAMPING AT EVERY 1 M C/C#
199 | WORK CHANGE ORDER | 630108053 | 0003 | 18.02.2021 | 1662725.02 | 31891028.10 | 33553753.12 | 0222 | FTTx IBD MUMB0222 Vishwavilla | 3292713 | CHRGS FOR TRANS&INST OF ADSS CABLE-96F | 500 | 500M - Meter | 40 | 20000 | CHARGES FOR TRANSPORTATION & INSTALLATION OF ADSS CABLE- EIC - 96F#
200 | WORK CHANGE ORDER | 630108053 | 0003 | 18.02.2021 | 1662725.02 | 31891028.10 | 33553753.12 | 0222 | FTTx IBD MUMB0222 Vishwavilla | 3294064 | INSTALLATION 48 F ADSS / FIG 8 CABLE | 1000 | 1,000 | 34 | 34000 | INSTALLATION OF THE AERIAL CABLE (48 F ADSS / FIG 8 ) ALONG WITH THE ACCESSORIES. RATE INCLUDES SURVEY COST AND LOCAL LIASIONING CHARGES.
201 | WORK CHANGE ORDER | 630108053 | 0003 | 18.02.2021 | 1662725.02 | 31891028.10 | 33553753.12 | 0222 | FTTx IBD MUMB0222 Vishwavilla | 3294065 | INSTALLATION12F ADSS / FIG 8 CABLE | 1500 | 1,500 | 24 | 36000 | INSTALLATION OF THE AERIAL CABLE (12 F ADSS / FIG 8 ) ALONG WITH THE ACCESSORIES. RATE INCLUDES SURVEY COST AND LOCAL LIASIONING CHARGES.
202 | WORK CHANGE ORDER | 630108053 | 0003 | 18.02.2021 | 1662725.02 | 31891028.10 | 33553753.12 | 0222 | FTTx IBD MUMB0222 Vishwavilla | 3294710 | INSTALLATION 6F ADSS / FIG 8 CABLE | 500 | M - Meter | 19 | 9500 | INSTALLATION OF THE AERIAL CABLE (6 F ADSS / FIG 8 ) ALONG WITH THE ACCESSORIES. RATE INCLUDES SURVEY COST AND LOCAL LIASIONING CHARGES. #
203 | WORK CHANGE ORDER | 630108053 | 0003 | 18.02.2021 | 1662725.02 | 31891028.10 | 33553753.12 | 0222 | FTTx IBD MUMB0222 Vishwavilla | 3252599 | BLOWING OF 96F | 500 | M - Meter | 15 | 7500 | CHARGES FOR BLOWING OF 96F FIBRE.
204 | WORK CHANGE ORDER | 630108053 | 0003 | 18.02.2021 | 1662725.02 | 31891028.10 | 33553753.12 | 0222 | FTTx IBD MUMB0222 Vishwavilla | 3294262 | BLOWING / PULLING-48 F | 700 | M - Meter | 10 | 7000 | PULLING/BLOWING OF OFC- 48 F INCLUDING ALL MATERIALS, LABOUR, TOOLS, TACKLES, ETC.. #
205 | WORK CHANGE ORDER | 630108053 | 0003 | 18.02.2021 | 1662725.02 | 31891028.10 | 33553753.12 | 0222 | FTTx IBD MUMB0222 Vishwavilla | 3294264 | BLOWING / PULLING-12 F | 2000 | 2,000 | 7 | 14000 | PULLING/BLOWING OF OFC-12F INCLUDING ALL MATERIALS, LABOUR, TOOLS, TACKLES, ETC.. #
206 | WORK CHANGE ORDER | 630108053 | 0003 | 18.02.2021 | 1662725.02 | 31891028.10 | 33553753.12 | 0222 | FTTx IBD MUMB0222 Vishwavilla | 3294265 | BLOWING / PULLING-6 F | 1000 | 1,000 | 5 | 5000 | PULLING/BLOWING OF OFC-6F INCLUDING ALL MATERIALS, LABOUR, TOOLS, TACKLES, ETC.. #
207 | WORK CHANGE ORDER | 630108053 | 0003 | 18.02.2021 | 1662725.02 | 31891028.10 | 33553753.12 | 0222 | FTTx IBD MUMB0222 Vishwavilla | 3291570 | INSTLTN OF ACCESS CHAMBER 750X400X500 MM | 2 | 2 EA - each | 2328 | 4656 | INSTALLATION OF ACCESS CHAMBERS - SIZE - 750X400X500 MM DEEP.#INCLUDING COVER & LIFTING OF ACCESS CHAMBER-UPTO 50KMS INCLUDING HANDLING ,#EXCAVATION &
208 | WORK CHANGE ORDER | 630108053 | 0003 | 18.02.2021 | 1662725.02 | 31891028.10 | 33553753.12 | 0222 | FTTx IBD MUMB0222 Vishwavilla | 3314518 | INST OF PULLING CHAMBER 400X400X500MM | 10 | 10 EA - each | 970 | 9700 | INSTALLATION OF PULLING CHAMBERS - SIZE - 400X400X500 MM DEEP ; INCLUDING COVER .#EXCAVATION & BACKFILLING OF PITS ETC AS PER DRAWINGS , SPECIFICATIONS#AND AS
209 | WORK CHANGE ORDER | 630108053 | 0003 | 18.02.2021 | 1662725.02 | 31891028.10 | 33553753.12 | 0222 | FTTx IBD MUMB0222 Vishwavilla | 3294239 | CHRG;REINST,TRENCH,PCC-1:2:4,GRAVEL 20MM | 1 | 1 M3 - Cubic meter | 5335 | 5335 | CHARGES FOR REINSTATEMENT OF THE TRENCHES / PITS INCLUDING ALL MATERIALS , LABOUR, TOOLS TACKES ETC..BY PCC -1:2:4 GRAVEL SIZE - 20 MM & CURING FOR 7 DAYS. THIS ITEM
210 | WORK CHANGE ORDER | 630108053 | 0003 | 18.02.2021 | 1662725.02 | 31891028.10 | 33553753.12 | 0222 | FTTx IBD MUMB0222 Vishwavilla | 3291785 | RSTRTN EXCVTD SURFACE- W/COLD BITUMEN | 10 | 10 M - Meter | 1000 | 10000 | CHARGES FOR RESTORATION OF THE EXCAVATED SURFACES USING THE COLD BITUMEN INCLUDING PROPER COMPACTION ETC. ALL COMPLETE INCLUDING ALL MATERIALS TOOLS TACKLES
211 | WORK CHANGE ORDER | 630108053 | 0003 | 18.02.2021 | 1662725.02 | 31891028.10 | 33553753.12 | 0222 | FTTx IBD MUMB0222 Vishwavilla | 3291786 | RSTRTN EXCVTD SURFACES-W/ HOT BITUMEN | 10 | 10 M - Meter | 383 | 3830 | CHARGES FOR RESTORATION OF THE EXCAVATED SURFACES USING THE HOT BITUMEN INCLUDING PROPER COMPACTION ETC. ALL COMPLETE INCLUDING ALL MATERIALS TOOLS TACKLES
212 | WORK CHANGE ORDER | 630108053 | 0003 | 18.02.2021 | 1662725.02 | 31891028.10 | 33553753.12 | 0222 | FTTx IBD MUMB0222 Vishwavilla | 3290664 | CHRG F/RESTORATN OF SURF ;W/EXT TILES | 30 | 30 M - Meter | 286 | 8580 | CHARGES FOR RESTORATION OF THE EXCAVATED SURFACES USING THE EXISTING TILES OVER 100 MM THICK CONCRETE BEDDING. THE COST TO INCLUDE THE COST OF THE TILES,
213 | WORK CHANGE ORDER | 630108053 | 0003 | 18.02.2021 | 1662725.02 | 31891028.10 | 33553753.12 | 0222 | FTTx IBD MUMB0222 Vishwavilla | 3291784 | RSTRTN EXCVTD SURFACE-W/ PAVER BLOCK | 30 | 30 M - Meter | 631 | 18930 | CHARGES FOR RESTORATION OF THE EXCAVATED SURFACE USING NEW INTER LOCKING PAVER BLOCK OVER 100 MM THICK CONCRETE BEDDING. THE COST TO INCLUDE THE COST OF THE
214 | WORK CHANGE ORDER | 630108053 | 0003 | 18.02.2021 | 1662725.02 | 31891028.10 | 33553753.12 | 0222 | FTTx IBD MUMB0222 Vishwavilla | 3291783 | RESTORATION OF EXCV SURFACE-W/KOTA STONE | 10 | 10 M - Meter | 550 | 5500 | CHARGES FOR RESTORATION OF THE EXCAVATED SURFACE USING NEW KOTA STONE OVER 100 MM THICK CONCRETE BEDDING. THE COST TO INCLUDE THE COST OF THE KOTA STONE ,
215 | WORK CHANGE ORDER | 630108053 | 0003 | 18.02.2021 | 1662725.02 | 31891028.10 | 33553753.12 | 0222 | FTTx IBD MUMB0222 Vishwavilla | 3290665 | CHRG F/RESTORATN OF SURF ;W/CHEQUED TILE | 30 | 30 M - Meter | 419 | 12570 | CHARGES FOR RESTORATION OF THE EXCAVATED SURFACE USING NEW INTER CHEQUERED TILE OVER 100 MM THICK CONCRETE BEDDING. THE COST TO INCLUDE THE COST OF THE KOTA
216 | WORK CHANGE ORDER | 630108053 | 0003 | 18.02.2021 | 1662725.02 | 31891028.10 | 33553753.12 | 0222 | FTTx IBD MUMB0222 Vishwavilla | 3171149 | S/FIXING PVC CONDUIT 25 MM | 1000 | 1,000 | 60 | 60000 | S/FIXING PVC CONDUIT 25MM
217 | WORK CHANGE ORDER | 630108053 | 0003 | 18.02.2021 | 1662725.02 | 31891028.10 | 33553753.12 | 0222 | FTTx IBD MUMB0222 Vishwavilla | 3171151 | S/FIXING PVC CONDUIT 40 MM | 600 | M - Meter | 111 | 66600 | S/FIXING PVC CONDUIT 40 MM
218 | WORK CHANGE ORDER | 630108053 | 0003 | 18.02.2021 | 1662725.02 | 31891028.10 | 33553753.12 | 0222 | FTTx IBD MUMB0222 Vishwavilla | 3318608 | S&I 25MM PVC CONDUIT USING SCAFFOLDING | 100 | 100M - Meter | 133 | 13300 | SUPPLY AND INSTALLATION OF 25MM OUTER DIA CONDUIT ON EXTERNAL WALL WITH THE HELP OF JHOOLA HOLDING INCLUDING MANPOWER, COUPLERS, BENDS, TEES, SADDLES, CLAMPS,
219 | WORK CHANGE ORDER | 630108053 | 0003 | 18.02.2021 | 1662725.02 | 31891028.10 | 33553753.12 | 0222 | FTTx IBD MUMB0222 Vishwavilla | 3318609 | S&I 40MM PVC CONDUIT USING SCAFFOLDING | 100 | 100M - Meter | 188 | 18800 | SUPPLY AND INSTALLATION OF 40MM OUTER DIA CONDUIT ON EXTERNAL WALL WITH THE HELP OF JHOOLA HOLDING INCLUDING MANPOWER, COUPLERS, BENDS, TEES, SADDLES, CLAMPS,
220 | WORK CHANGE ORDER | 630108053 | 0003 | 18.02.2021 | 1662725.02 | 31891028.10 | 33553753.12 | 0222 | FTTx IBD MUMB0222 Vishwavilla | 3206508 | SUP&LAY FLEX PVC CONDUIT DIA 25MM | 200 | M - Meter | 71 | 14200 | Supplying and laying of following sizes of flexible PVC conduit along with conduit accessories complete as required.
221 | WORK CHANGE ORDER | 630108053 | 0003 | 18.02.2021 | 1662725.02 | 31891028.10 | 33553753.12 | 0222 | FTTx IBD MUMB0222 Vishwavilla | 3206510 | SUP&LAY FLEX PVC CONDUIT DIA 40MM | 150 | M - Meter | 116 | 17400 | Supplying and laying of following sizes of flexible PVC conduit along with conduit
222 | WORK CHANGE ORDER | 630108053 | 0003 | 18.02.2021 | 1662725.02 | 31891028.10 | 33553753.12 | 0222 | FTTx IBD MUMB0222 Vishwavilla | 3318971 | S&I 25MM FLEXI PVC CONDUIT W/SCAFFOLDING | 100 | 100M - Meter | 144 | 14400 | SUPPLY AND INSTALLATION OF 25MM DIA REINFORCED FLEXIBLE CONDUIT ON EXTERNAL WALL WITH THE HELP OF JHOOLA HOLDING INCLUDING MANPOWER, COUPLERS, BENDS, TEES,
223 | WORK CHANGE ORDER | 630108053 | 0003 | 18.02.2021 | 1662725.02 | 31891028.10 | 33553753.12 | 0222 | FTTx IBD MUMB0222 Vishwavilla | 3318972 | S&I 40MM FLEXI PVC CONDUIT W/SCAFFOLDING | 100 | 100M - Meter | 194 | 19400 | SUPPLY AND INSTALLATION OF 40MM DIA REINFORCED FLEXIBLE CONDUIT ON EXTERNAL WALL WITH THE HELP OF JHOOLA HOLDING INCLUDING MANPOWER, COUPLERS, BENDS, TEES,
224 | WORK CHANGE ORDER | 630108053 | 0003 | 18.02.2021 | 1662725.02 | 31891028.10 | 33553753.12 | 0222 | FTTx IBD MUMB0222 Vishwavilla | 3319687 | P&F PVC JUNCTION BOX 40MM,4-WAY | 150 | EA - each | 30 | 4500 | CHARGES FOR SUPPLYING AND FIXING OF PVC JUNCTION BOX 40MM,FOUR WAY IN REQUIRED POSITION ALONG THE LINE OF PVC CONDUIT#
225 | WORK CHANGE ORDER | 630108053 | 0003 | 18.02.2021 | 1662725.02 | 31891028.10 | 33553753.12 | 0222 | FTTx IBD MUMB0222 Vishwavilla | 3319688 | P&F PVC JUNCTION BOX 40MM,3-WAY | 150 | EA - each | 30 | 4500 | CHARGES FOR SUPPLYING AND FIXING OF PVC JUNCTION BOX 40MM,THREE WAY IN REQUIRED POSITION ALONG THE LINE OF PVC CONDUIT#
226 | WORK CHANGE ORDER | 630108053 | 0003 | 18.02.2021 | 1662725.02 | 31891028.10 | 33553753.12 | 0222 | FTTx IBD MUMB0222 Vishwavilla | 3192918 | CHRG:S/F:PVC JUNCTION BOX 25MM,4-WAY | 150 | 150EA - each | 19 | 2850 | CHARGES FOR SUPPLYING AND FIXING OF PVC JUNCTION BOX
227 | WORK CHANGE ORDER | 630108053 | 0003 | 18.02.2021 | 1662725.02 | 31891028.10 | 33553753.12 | 0222 | FTTx IBD MUMB0222 Vishwavilla | 3192917 | CHRG:S/F:PVC JUNCTION BOX 25MM,3-WAY | 150 | 150EA - each | 19 | 2850 | CHARGES FOR SUPPLYING AND FIXING OF PVC JUNCTION BOX
228 | WORK CHANGE ORDER | 630108053 | 0003 | 18.02.2021 | 1662725.02 | 31891028.10 | 33553753.12 | 0222 | FTTx IBD MUMB0222 Vishwavilla | 3259755 | INSTALLATION OF FDC | 15 | EA - each | 49 | 735 | Installation of Fibre Distribution Cabinet
229 | WORK CHANGE ORDER | 630108053 | 0003 | 18.02.2021 | 1662725.02 | 31891028.10 | 33553753.12 | 0222 | FTTx IBD MUMB0222 Vishwavilla | 3294022 | INSTALLATION OF FAT (WALL/POLE MOUNTED) | 50 | 50 EA - each | 49 | 2450 | INSTALLATION OF FIBRE ACCESS TERMINAL (WALL/POLE MOUNTED)#
230 | WORK CHANGE ORDER | 630108053 | 0003 | 18.02.2021 | 1662725.02 | 31891028.10 | 33553753.12 | 0222 | FTTx IBD MUMB0222 Vishwavilla | 3293902 | INSTALLATION LEVEL 1 ( S1 ) SPLITTER | 20 | EA - each | 49 | 980 | INSTALLATION OF FREE ISSUED SPLITTER AT SUGGESTED LOCATION INCLUDING ALL MANPOWER, TOOLS TACKLES, HARDWARES ETC. COMPLETE AS PER THE DRG AND DIRECTION OF
231 | WORK CHANGE ORDER | 630108053 | 0003 | 18.02.2021 | 1662725.02 | 31891028.10 | 33553753.12 | 0222 | FTTx IBD MUMB0222 Vishwavilla | 3293903 | INSTALLATION LEVEL 2 ( S2 ) SPLITTER | 160 | EA - each | 49 | 7840 | INSTALLATION OF FREE ISSUED SPLITTER AT SUGGESTED LOCATION INCLUDING ALL MANPOWER, TOOLS TACKLES, HARDWARES ETC. COMPLETE AS PER THE DRG AND DIRECTION OF
232 | WORK CHANGE ORDER | 630108053 | 0003 | 18.02.2021 | 1662725.02 | 31891028.10 | 33553753.12 | 0222 | FTTx IBD MUMB0222 Vishwavilla | 3252601 | SPLICING,JOINTING & TERMINATION-48F | 500 | 500.000 NOS - No. | 112 | 56000 | CHARGES FOR SPLICING,JOINTING & TERMINATION OF 48F FIBRE.
233 | WORK CHANGE ORDER | 630108053 | 0003 | 18.02.2021 | 1662725.02 | 31891028.10 | 33553753.12 | 0222 | FTTx IBD MUMB0222 Vishwavilla | 3252602 | SPLICING,JOINTING & TERMINATION-96F | 192 | 192.000 NOS - No. | 112 | 21504 | CHARGES FOR SPLICING,JOINTING & TERMINATION OF 96F FIBRE.
234 | WORK CHANGE ORDER | 630108053 | 0003 | 18.02.2021 | 1662725.02 | 31891028.10 | 33553753.12 | 0222 | FTTx IBD MUMB0222 Vishwavilla | 3300512 | SPLICING & TERM OFC,FIXED COST/DAY | 10 | EA - each | 2425 | 24250 | OFC SPLICING&TERMINATION-FIXED COST/DAY#JOB INVOLVES: 1) SPLICING & TERMINATION OF OFC CABLE AS DIRECTED BY EIC. 2) ALL TOOLS AND TACKLES, PPES, CONSUMABLES ARE IN
235 | WORK CHANGE ORDER | 630108053 | 0003 | 18.02.2021 | 1662725.02 | 31891028.10 | 33553753.12 | 0222 | FTTx IBD MUMB0222 Vishwavilla | 3098777 | A11102-SELF ADHESIVE LABELS | 400 | 400.000 | 10 | 4000 | 420
236 | WORK CHANGE ORDER | 630108053 | 0003 | 18.02.2021 | 1662725.02 | 31891028.10 | 33553753.12 | 0222 | FTTx IBD MUMB0222 Vishwavilla | 3295194 | PREPARATION OF AS BUILT DRAWINGS SBP | 15 | 15 EA - each | 194 | 2910 | AS-BUILT DRAWING FOR ALL WORKS PERFORMED AS PER SCOPE
237 | WORK CHANGE ORDER | 630108053 | 0003 | 18.02.2021 | 1662725.02 | 31891028.10 | 33553753.12 | 0222 | FTTx IBD MUMB0222 Vishwavilla | 3111341 | DISPOSAL OF WASTE MATERIALS DEBRIS ETC. | 15 | 15.000 NOS - No. | 679 | 10185 | Collection & disposal of various kinds of unwanted materials / debris
238 | WORK CHANGE ORDER | 630108053 | 0003 | 18.02.2021 | 1662725.02 | 31891028.10 | 33553753.12 | 0222 | FTTx IBD MUMB0222 Vishwavilla | 3295891 | MATERIAL STORAGE & SECONDARY TRNSPT | 15 | 15 EA - each | 485 | 7275 | STORAGE AND SECONDARY TRANSPORTATION OF FIM MATERIAL TO BUILDINGS, TO BE CALCULATED PER BUILDING#
239 | WORK CHANGE ORDER | 630108053 | 0003 | 18.02.2021 | 1662725.02 | 31891028.10 | 33553753.12 | 0222 | FTTx IBD MUMB0222 Vishwavilla | 3295897 | CHRG: PRE EXECUTION BUILDING SURVEY | 15 | 15 EA - each | 290 | 4350 | PRE EXECUTION BUILDING SURVEY:#THIS IS BUILDING SURVEY BEFORE DEPLOYMENT INSIDE BUILDING DEPLOYMENT/CONSTRUCTION INCLUDES LAYING OF CONDUITS AND OTHER ODN
240 | WORK CHANGE ORDER | 630108053 | 0003 | 18.02.2021 | 1662725.02 | 31891028.10 | 33553753.12 | 0222 | FTTx IBD MUMB0222 Vishwavilla | 3318382 | CHRG DRILLING OF HOLE 25MM IN BRICK WALL | 50 | 50 EA - each | 82 | 4100 | CHARGES FOR DRILLING HOLES OF DIAMETER 25MM IN BRICK WALL WITH PROPER DRILL MACHINE AND REINSTATEMENT AFTER CONDUITING TO ENSURE WATER PROOFING OF HOLE.#
241 | WORK CHANGE ORDER | 630108053 | 0003 | 18.02.2021 | 1662725.02 | 31891028.10 | 33553753.12 | 0222 | FTTx IBD MUMB0222 Vishwavilla | 3318381 | CHRG DRILLING OF HOLE 40MM IN BRICK WALL | 50 | 50 EA - each | 131 | 6550 | CHARGES FOR DRILLING HOLES OF DIAMETER 40MM IN BRICK WALL WITH PROPER DRILL MACHINE AND REINSTATEMENT AFTER CONDUITING TO ENSURE WATER PROOFING OF HOLE.#
242 | WORK CHANGE ORDER | 630108053 | 0003 | 18.02.2021 | 1662725.02 | 31891028.10 | 33553753.12 | 0222 | FTTx IBD MUMB0222 Vishwavilla | 3318200 | CHRG DRILLING OF HOLE 25MM DIA IN RCC | 50 | 50 EA - each | 131 | 6550 | CHARGES FOR DRILLING HOLES OF DIAMETER 25MM IN RCC WITH PROPER DRILL MACHINE AND REINSTATEMENT AFTER CONDUITING TO ENSURE WATER PROOFING OF HOLE.#
243 | WORK CHANGE ORDER | 630108053 | 0003 | 18.02.2021 | 1662725.02 | 31891028.10 | 33553753.12 | 0222 | FTTx IBD MUMB0222 Vishwavilla | 3297469 | CHRG:DRILLING OF HOLE 40MM DIA IN RCC | 50 | 50 EA - each | 165 | 8250 | CHARGES FOR DRILLING HOLES OF DIAMETER ~40MM IN RCC WITH PROPER DRILL MACHINE AND REINSTATEMENT AFTER CONDUITING TO ENSURE WATER PROOFING OF HOLE.
244 | WORK CHANGE ORDER | 630108053 | 0003 | 18.02.2021 | 1662725.02 | 31891028.10 | 33553753.12 | 0222 | FTTx IBD MUMB0222 Vishwavilla | 3319692 | S&I SIMPLEX PLUG,F/40MM HDPE DUCT | 60 | EA - each | 49 | 2940 | CHARGES FOR SUPPLYING AND FIXING OF SIMPLEX PLUG FOR 40 MM HDPE DUCT#
245 | WORK CHANGE ORDER | 630108053 | 0003 | 18.02.2021 | 1662725.02 | 31891028.10 | 33553753.12 | 0238 | FTTx IBD MUMB0238 Rawal | 3293883 | CHRG;SHALLOW TRENCH 40 OR 48MM 7WAY DUCT | 50 | 50 M - Meter | 160 | 8000 | EXCAVATION OF SHALLOW TRENCHES MANUALLY/CHIPPING/SLITTING UPTO A DEPTH OF 300 MM, WIDE UP TO 100 MM IN ASPHALT / CONCRETE / TILED SURFACE, LAYING 1 X 40 MM / 1 X 7
246 | WORK CHANGE ORDER | 630108053 | 0003 | 18.02.2021 | 1662725.02 | 31891028.10 | 33553753.12 | 0238 | FTTx IBD MUMB0238 Rawal | 3314515 | CHRG:SHALLOW TREN 40MM DUCT W/2 NOS | 50 | 50 M - Meter | 160 | 8000 | EXCAVATION OF SHALLOW TRENCHES MANUALLY/CHIPPING/SLITTING IN ASPHALT / CONCRETE / TILED SURFACE, LAYING 2 NOS 40 MM DUCT AND FILLING THE COMPLETE DEPTH, INCLUDING
247 | WORK CHANGE ORDER | 630108053 | 0003 | 18.02.2021 | 1662725.02 | 31891028.10 | 33553753.12 | 0238 | FTTx IBD MUMB0238 Rawal | 3293878 | CHRG;CLAMPING-1X40MM/1X7WAY MICRO DUCT | 100 | 100M - Meter | 49 | 4900 | CLAMPING OF THE DUCTS 1 X 40 MM / 1 X 7 WAY MICRO DUCT ( 48 MM OD ) ALONG THE WALL WITH THE HELP OF CLAMPING AT EVERY 1 M C/C#
248 | WORK CHANGE ORDER | 630108053 | 0003 | 18.02.2021 | 1662725.02 | 31891028.10 | 33553753.12 | 0238 | FTTx IBD MUMB0238 Rawal | 3292713 | CHRGS FOR TRANS&INST OF ADSS CABLE-96F | 500 | 500M - Meter | 40 | 20000 | CHARGES FOR TRANSPORTATION & INSTALLATION OF ADSS CABLE- EIC - 96F#
249 | WORK CHANGE ORDER | 630108053 | 0003 | 18.02.2021 | 1662725.02 | 31891028.10 | 33553753.12 | 0238 | FTTx IBD MUMB0238 Rawal | 3294064 | INSTALLATION 48 F ADSS / FIG 8 CABLE | 1000 | 1,000 | 34 | 34000 | INSTALLATION OF THE AERIAL CABLE (48 F ADSS / FIG 8 ) ALONG WITH THE ACCESSORIES. RATE INCLUDES SURVEY COST AND LOCAL LIASIONING CHARGES.
250 | WORK CHANGE ORDER | 630108053 | 0003 | 18.02.2021 | 1662725.02 | 31891028.10 | 33553753.12 | 0238 | FTTx IBD MUMB0238 Rawal | 3294065 | INSTALLATION12F ADSS / FIG 8 CABLE | 1500 | 1,500 | 24 | 36000 | INSTALLATION OF THE AERIAL CABLE (12 F ADSS / FIG 8 ) ALONG WITH THE ACCESSORIES. RATE INCLUDES SURVEY COST AND LOCAL LIASIONING CHARGES.
251 | WORK CHANGE ORDER | 630108053 | 0003 | 18.02.2021 | 1662725.02 | 31891028.10 | 33553753.12 | 0238 | FTTx IBD MUMB0238 Rawal | 3294710 | INSTALLATION 6F ADSS / FIG 8 CABLE | 500 | M - Meter | 19 | 9500 | INSTALLATION OF THE AERIAL CABLE (6 F ADSS / FIG 8 ) ALONG WITH THE ACCESSORIES. RATE INCLUDES SURVEY COST AND LOCAL LIASIONING CHARGES. #
252 | WORK CHANGE ORDER | 630108053 | 0003 | 18.02.2021 | 1662725.02 | 31891028.10 | 33553753.12 | 0238 | FTTx IBD MUMB0238 Rawal | 3252599 | BLOWING OF 96F | 500 | M - Meter | 15 | 7500 | CHARGES FOR BLOWING OF 96F FIBRE.
253 | WORK CHANGE ORDER | 630108053 | 0003 | 18.02.2021 | 1662725.02 | 31891028.10 | 33553753.12 | 0238 | FTTx IBD MUMB0238 Rawal | 3294262 | BLOWING / PULLING-48 F | 700 | M - Meter | 10 | 7000 | PULLING/BLOWING OF OFC- 48 F INCLUDING ALL MATERIALS, LABOUR, TOOLS, TACKLES, ETC.. #
254 | WORK CHANGE ORDER | 630108053 | 0003 | 18.02.2021 | 1662725.02 | 31891028.10 | 33553753.12 | 0238 | FTTx IBD MUMB0238 Rawal | 3294264 | BLOWING / PULLING-12 F | 2000 | 2,000 | 7 | 14000 | PULLING/BLOWING OF OFC-12F INCLUDING ALL MATERIALS, LABOUR, TOOLS, TACKLES, ETC.. #
255 | WORK CHANGE ORDER | 630108053 | 0003 | 18.02.2021 | 1662725.02 | 31891028.10 | 33553753.12 | 0238 | FTTx IBD MUMB0238 Rawal | 3294265 | BLOWING / PULLING-6 F | 1000 | 1,000 | 5 | 5000 | PULLING/BLOWING OF OFC-6F INCLUDING ALL MATERIALS, LABOUR, TOOLS, TACKLES, ETC.. #
256 | WORK CHANGE ORDER | 630108053 | 0003 | 18.02.2021 | 1662725.02 | 31891028.10 | 33553753.12 | 0238 | FTTx IBD MUMB0238 Rawal | 3291570 | INSTLTN OF ACCESS CHAMBER 750X400X500 MM | 2 | 2 EA - each | 2328 | 4656 | INSTALLATION OF ACCESS CHAMBERS - SIZE - 750X400X500 MM DEEP.#INCLUDING COVER & LIFTING OF ACCESS CHAMBER-UPTO 50KMS INCLUDING HANDLING ,#EXCAVATION &
257 | WORK CHANGE ORDER | 630108053 | 0003 | 18.02.2021 | 1662725.02 | 31891028.10 | 33553753.12 | 0238 | FTTx IBD MUMB0238 Rawal | 3314518 | INST OF PULLING CHAMBER 400X400X500MM | 10 | 10 EA - each | 970 | 9700 | INSTALLATION OF PULLING CHAMBERS - SIZE - 400X400X500 MM DEEP ; INCLUDING COVER .#EXCAVATION & BACKFILLING OF PITS ETC AS PER DRAWINGS , SPECIFICATIONS#AND AS
258 | WORK CHANGE ORDER | 630108053 | 0003 | 18.02.2021 | 1662725.02 | 31891028.10 | 33553753.12 | 0238 | FTTx IBD MUMB0238 Rawal | 3294239 | CHRG;REINST,TRENCH,PCC-1:2:4,GRAVEL 20MM | 1 | 1 M3 - Cubic meter | 5335 | 5335 | CHARGES FOR REINSTATEMENT OF THE TRENCHES / PITS INCLUDING ALL MATERIALS , LABOUR, TOOLS TACKES ETC..BY PCC -1:2:4 GRAVEL SIZE - 20 MM & CURING FOR 7 DAYS. THIS ITEM
259 | WORK CHANGE ORDER | 630108053 | 0003 | 18.02.2021 | 1662725.02 | 31891028.10 | 33553753.12 | 0238 | FTTx IBD MUMB0238 Rawal | 3291785 | RSTRTN EXCVTD SURFACE- W/COLD BITUMEN | 10 | 10 M - Meter | 1000 | 10000 | CHARGES FOR RESTORATION OF THE EXCAVATED SURFACES USING THE COLD BITUMEN INCLUDING PROPER COMPACTION ETC. ALL COMPLETE INCLUDING ALL MATERIALS TOOLS TACKLES
260 | WORK CHANGE ORDER | 630108053 | 0003 | 18.02.2021 | 1662725.02 | 31891028.10 | 33553753.12 | 0238 | FTTx IBD MUMB0238 Rawal | 3291786 | RSTRTN EXCVTD SURFACES-W/ HOT BITUMEN | 10 | 10 M - Meter | 383 | 3830 | CHARGES FOR RESTORATION OF THE EXCAVATED SURFACES USING THE HOT BITUMEN INCLUDING PROPER COMPACTION ETC. ALL COMPLETE INCLUDING ALL MATERIALS TOOLS TACKLES
261 | WORK CHANGE ORDER | 630108053 | 0003 | 18.02.2021 | 1662725.02 | 31891028.10 | 33553753.12 | 0238 | FTTx IBD MUMB0238 Rawal | 3290664 | CHRG F/RESTORATN OF SURF ;W/EXT TILES | 30 | 30 M - Meter | 286 | 8580 | CHARGES FOR RESTORATION OF THE EXCAVATED SURFACES USING THE EXISTING TILES OVER 100 MM THICK CONCRETE BEDDING. THE COST TO INCLUDE THE COST OF THE TILES,
262 | WORK CHANGE ORDER | 630108053 | 0003 | 18.02.2021 | 1662725.02 | 31891028.10 | 33553753.12 | 0238 | FTTx IBD MUMB0238 Rawal | 3291784 | RSTRTN EXCVTD SURFACE-W/ PAVER BLOCK | 30 | 30 M - Meter | 631 | 18930 | CHARGES FOR RESTORATION OF THE EXCAVATED SURFACE USING NEW INTER LOCKING PAVER BLOCK OVER 100 MM THICK CONCRETE BEDDING. THE COST TO INCLUDE THE COST OF THE
263 | WORK CHANGE ORDER | 630108053 | 0003 | 18.02.2021 | 1662725.02 | 31891028.10 | 33553753.12 | 0238 | FTTx IBD MUMB0238 Rawal | 3291783 | RESTORATION OF EXCV SURFACE-W/KOTA STONE | 10 | 10 M - Meter | 550 | 5500 | CHARGES FOR RESTORATION OF THE EXCAVATED SURFACE USING NEW KOTA STONE OVER 100 MM THICK CONCRETE BEDDING. THE COST TO INCLUDE THE COST OF THE KOTA STONE ,
264 | WORK CHANGE ORDER | 630108053 | 0003 | 18.02.2021 | 1662725.02 | 31891028.10 | 33553753.12 | 0238 | FTTx IBD MUMB0238 Rawal | 3290665 | CHRG F/RESTORATN OF SURF ;W/CHEQUED TILE | 30 | 30 M - Meter | 419 | 12570 | CHARGES FOR RESTORATION OF THE EXCAVATED SURFACE USING NEW INTER CHEQUERED TILE OVER 100 MM THICK CONCRETE BEDDING. THE COST TO INCLUDE THE COST OF THE KOTA
265 | WORK CHANGE ORDER | 630108053 | 0003 | 18.02.2021 | 1662725.02 | 31891028.10 | 33553753.12 | 0238 | FTTx IBD MUMB0238 Rawal | 3171149 | S/FIXING PVC CONDUIT 25 MM | 1000 | 1,000 | 60 | 60000 | S/FIXING PVC CONDUIT 25MM
266 | WORK CHANGE ORDER | 630108053 | 0003 | 18.02.2021 | 1662725.02 | 31891028.10 | 33553753.12 | 0238 | FTTx IBD MUMB0238 Rawal | 3171151 | S/FIXING PVC CONDUIT 40 MM | 600 | M - Meter | 111 | 66600 | S/FIXING PVC CONDUIT 40 MM
267 | WORK CHANGE ORDER | 630108053 | 0003 | 18.02.2021 | 1662725.02 | 31891028.10 | 33553753.12 | 0238 | FTTx IBD MUMB0238 Rawal | 3318608 | S&I 25MM PVC CONDUIT USING SCAFFOLDING | 100 | 100M - Meter | 133 | 13300 | SUPPLY AND INSTALLATION OF 25MM OUTER DIA CONDUIT ON EXTERNAL WALL WITH THE HELP OF JHOOLA HOLDING INCLUDING MANPOWER, COUPLERS, BENDS, TEES, SADDLES, CLAMPS,
268 | WORK CHANGE ORDER | 630108053 | 0003 | 18.02.2021 | 1662725.02 | 31891028.10 | 33553753.12 | 0238 | FTTx IBD MUMB0238 Rawal | 3318609 | S&I 40MM PVC CONDUIT USING SCAFFOLDING | 100 | 100M - Meter | 188 | 18800 | SUPPLY AND INSTALLATION OF 40MM OUTER DIA CONDUIT ON EXTERNAL WALL WITH THE HELP OF JHOOLA HOLDING INCLUDING MANPOWER, COUPLERS, BENDS, TEES, SADDLES, CLAMPS,
269 | WORK CHANGE ORDER | 630108053 | 0003 | 18.02.2021 | 1662725.02 | 31891028.10 | 33553753.12 | 0238 | FTTx IBD MUMB0238 Rawal | 3206508 | SUP&LAY FLEX PVC CONDUIT DIA 25MM | 200 | M - Meter | 71 | 14200 | Supplying and laying of following sizes of flexible PVC conduit along with conduit accessories complete as required.
270 | WORK CHANGE ORDER | 630108053 | 0003 | 18.02.2021 | 1662725.02 | 31891028.10 | 33553753.12 | 0238 | FTTx IBD MUMB0238 Rawal | 3206510 | SUP&LAY FLEX PVC CONDUIT DIA 40MM | 150 | M - Meter | 116 | 17400 | Supplying and laying of following sizes of flexible PVC conduit along with conduit
271 | WORK CHANGE ORDER | 630108053 | 0003 | 18.02.2021 | 1662725.02 | 31891028.10 | 33553753.12 | 0238 | FTTx IBD MUMB0238 Rawal | 3318971 | S&I 25MM FLEXI PVC CONDUIT W/SCAFFOLDING | 100 | 100M - Meter | 144 | 14400 | SUPPLY AND INSTALLATION OF 25MM DIA REINFORCED FLEXIBLE CONDUIT ON EXTERNAL WALL WITH THE HELP OF JHOOLA HOLDING INCLUDING MANPOWER, COUPLERS, BENDS, TEES,
272 | WORK CHANGE ORDER | 630108053 | 0003 | 18.02.2021 | 1662725.02 | 31891028.10 | 33553753.12 | 0238 | FTTx IBD MUMB0238 Rawal | 3318972 | S&I 40MM FLEXI PVC CONDUIT W/SCAFFOLDING | 100 | 100M - Meter | 194 | 19400 | SUPPLY AND INSTALLATION OF 40MM DIA REINFORCED FLEXIBLE CONDUIT ON EXTERNAL WALL WITH THE HELP OF JHOOLA HOLDING INCLUDING MANPOWER, COUPLERS, BENDS, TEES,
273 | WORK CHANGE ORDER | 630108053 | 0003 | 18.02.2021 | 1662725.02 | 31891028.10 | 33553753.12 | 0238 | FTTx IBD MUMB0238 Rawal | 3319687 | P&F PVC JUNCTION BOX 40MM,4-WAY | 150 | EA - each | 30 | 4500 | CHARGES FOR SUPPLYING AND FIXING OF PVC JUNCTION BOX 40MM,FOUR WAY IN REQUIRED POSITION ALONG THE LINE OF PVC CONDUIT#
274 | WORK CHANGE ORDER | 630108053 | 0003 | 18.02.2021 | 1662725.02 | 31891028.10 | 33553753.12 | 0238 | FTTx IBD MUMB0238 Rawal | 3319688 | P&F PVC JUNCTION BOX 40MM,3-WAY | 150 | EA - each | 30 | 4500 | CHARGES FOR SUPPLYING AND FIXING OF PVC JUNCTION BOX 40MM,THREE WAY IN REQUIRED POSITION ALONG THE LINE OF PVC CONDUIT#
275 | WORK CHANGE ORDER | 630108053 | 0003 | 18.02.2021 | 1662725.02 | 31891028.10 | 33553753.12 | 0238 | FTTx IBD MUMB0238 Rawal | 3192918 | CHRG:S/F:PVC JUNCTION BOX 25MM,4-WAY | 150 | 150EA - each | 19 | 2850 | CHARGES FOR SUPPLYING AND FIXING OF PVC JUNCTION BOX
276 | WORK CHANGE ORDER | 630108053 | 0003 | 18.02.2021 | 1662725.02 | 31891028.10 | 33553753.12 | 0238 | FTTx IBD MUMB0238 Rawal | 3192917 | CHRG:S/F:PVC JUNCTION BOX 25MM,3-WAY | 150 | 150EA - each | 19 | 2850 | CHARGES FOR SUPPLYING AND FIXING OF PVC JUNCTION BOX
277 | WORK CHANGE ORDER | 630108053 | 0003 | 18.02.2021 | 1662725.02 | 31891028.10 | 33553753.12 | 0238 | FTTx IBD MUMB0238 Rawal | 3259755 | INSTALLATION OF FDC | 15 | EA - each | 49 | 735 | Installation of Fibre Distribution Cabinet
278 | WORK CHANGE ORDER | 630108053 | 0003 | 18.02.2021 | 1662725.02 | 31891028.10 | 33553753.12 | 0238 | FTTx IBD MUMB0238 Rawal | 3294022 | INSTALLATION OF FAT (WALL/POLE MOUNTED) | 50 | 50 EA - each | 49 | 2450 | INSTALLATION OF FIBRE ACCESS TERMINAL (WALL/POLE MOUNTED)#
279 | WORK CHANGE ORDER | 630108053 | 0003 | 18.02.2021 | 1662725.02 | 31891028.10 | 33553753.12 | 0238 | FTTx IBD MUMB0238 Rawal | 3293902 | INSTALLATION LEVEL 1 ( S1 ) SPLITTER | 20 | EA - each | 49 | 980 | INSTALLATION OF FREE ISSUED SPLITTER AT SUGGESTED LOCATION INCLUDING ALL MANPOWER, TOOLS TACKLES, HARDWARES ETC. COMPLETE AS PER THE DRG AND DIRECTION OF
280 | WORK CHANGE ORDER | 630108053 | 0003 | 18.02.2021 | 1662725.02 | 31891028.10 | 33553753.12 | 0238 | FTTx IBD MUMB0238 Rawal | 3293903 | INSTALLATION LEVEL 2 ( S2 ) SPLITTER | 160 | EA - each | 49 | 7840 | INSTALLATION OF FREE ISSUED SPLITTER AT SUGGESTED LOCATION INCLUDING ALL MANPOWER, TOOLS TACKLES, HARDWARES ETC. COMPLETE AS PER THE DRG AND DIRECTION OF
281 | WORK CHANGE ORDER | 630108053 | 0003 | 18.02.2021 | 1662725.02 | 31891028.10 | 33553753.12 | 0238 | FTTx IBD MUMB0238 Rawal | 3252601 | SPLICING,JOINTING & TERMINATION-48F | 500 | 500.000 NOS - No. | 112 | 56000 | CHARGES FOR SPLICING,JOINTING & TERMINATION OF 48F FIBRE.
282 | WORK CHANGE ORDER | 630108053 | 0003 | 18.02.2021 | 1662725.02 | 31891028.10 | 33553753.12 | 0238 | FTTx IBD MUMB0238 Rawal | 3252602 | SPLICING,JOINTING & TERMINATION-96F | 192 | 192.000 NOS - No. | 112 | 21504 | CHARGES FOR SPLICING,JOINTING & TERMINATION OF 96F FIBRE.
283 | WORK CHANGE ORDER | 630108053 | 0003 | 18.02.2021 | 1662725.02 | 31891028.10 | 33553753.12 | 0238 | FTTx IBD MUMB0238 Rawal | 3300512 | SPLICING & TERM OFC,FIXED COST/DAY | 10 | EA - each | 2425 | 24250 | OFC SPLICING&TERMINATION-FIXED COST/DAY#JOB INVOLVES: 1) SPLICING & TERMINATION OF OFC CABLE AS DIRECTED BY EIC. 2) ALL TOOLS AND TACKLES, PPES, CONSUMABLES ARE IN
284 | WORK CHANGE ORDER | 630108053 | 0003 | 18.02.2021 | 1662725.02 | 31891028.10 | 33553753.12 | 0238 | FTTx IBD MUMB0238 Rawal | 3098777 | A11102-SELF ADHESIVE LABELS | 400 | 400.000 | 10 | 4000 | 420
285 | WORK CHANGE ORDER | 630108053 | 0003 | 18.02.2021 | 1662725.02 | 31891028.10 | 33553753.12 | 0238 | FTTx IBD MUMB0238 Rawal | 3295194 | PREPARATION OF AS BUILT DRAWINGS SBP | 15 | 15 EA - each | 194 | 2910 | AS-BUILT DRAWING FOR ALL WORKS PERFORMED AS PER SCOPE
286 | WORK CHANGE ORDER | 630108053 | 0003 | 18.02.2021 | 1662725.02 | 31891028.10 | 33553753.12 | 0238 | FTTx IBD MUMB0238 Rawal | 3111341 | DISPOSAL OF WASTE MATERIALS DEBRIS ETC. | 15 | 15.000 NOS - No. | 679 | 10185 | Collection & disposal of various kinds of unwanted materials / debris
287 | WORK CHANGE ORDER | 630108053 | 0003 | 18.02.2021 | 1662725.02 | 31891028.10 | 33553753.12 | 0238 | FTTx IBD MUMB0238 Rawal | 3295891 | MATERIAL STORAGE & SECONDARY TRNSPT | 15 | 15 EA - each | 485 | 7275 | STORAGE AND SECONDARY TRANSPORTATION OF FIM MATERIAL TO BUILDINGS, TO BE CALCULATED PER BUILDING#
288 | WORK CHANGE ORDER | 630108053 | 0003 | 18.02.2021 | 1662725.02 | 31891028.10 | 33553753.12 | 0238 | FTTx IBD MUMB0238 Rawal | 3295897 | CHRG: PRE EXECUTION BUILDING SURVEY | 15 | 15 EA - each | 290 | 4350 | PRE EXECUTION BUILDING SURVEY:#THIS IS BUILDING SURVEY BEFORE DEPLOYMENT INSIDE BUILDING DEPLOYMENT/CONSTRUCTION INCLUDES LAYING OF CONDUITS AND OTHER ODN
289 | WORK CHANGE ORDER | 630108053 | 0003 | 18.02.2021 | 1662725.02 | 31891028.10 | 33553753.12 | 0238 | FTTx IBD MUMB0238 Rawal | 3318382 | CHRG DRILLING OF HOLE 25MM IN BRICK WALL | 50 | 50 EA - each | 82 | 4100 | CHARGES FOR DRILLING HOLES OF DIAMETER 25MM IN BRICK WALL WITH PROPER DRILL MACHINE AND REINSTATEMENT AFTER CONDUITING TO ENSURE WATER PROOFING OF HOLE.#
290 | WORK CHANGE ORDER | 630108053 | 0003 | 18.02.2021 | 1662725.02 | 31891028.10 | 33553753.12 | 0238 | FTTx IBD MUMB0238 Rawal | 3318381 | CHRG DRILLING OF HOLE 40MM IN BRICK WALL | 50 | 50 EA - each | 131 | 6550 | CHARGES FOR DRILLING HOLES OF DIAMETER 40MM IN BRICK WALL WITH PROPER DRILL MACHINE AND REINSTATEMENT AFTER CONDUITING TO ENSURE WATER PROOFING OF HOLE.#
291 | WORK CHANGE ORDER | 630108053 | 0003 | 18.02.2021 | 1662725.02 | 31891028.10 | 33553753.12 | 0238 | FTTx IBD MUMB0238 Rawal | 3318200 | CHRG DRILLING OF HOLE 25MM DIA IN RCC | 50 | 50 EA - each | 131 | 6550 | CHARGES FOR DRILLING HOLES OF DIAMETER 25MM IN RCC WITH PROPER DRILL MACHINE AND REINSTATEMENT AFTER CONDUITING TO ENSURE WATER PROOFING OF HOLE.#
292 | WORK CHANGE ORDER | 630108053 | 0003 | 18.02.2021 | 1662725.02 | 31891028.10 | 33553753.12 | 0238 | FTTx IBD MUMB0238 Rawal | 3297469 | CHRG:DRILLING OF HOLE 40MM DIA IN RCC | 50 | 50 EA - each | 165 | 8250 | CHARGES FOR DRILLING HOLES OF DIAMETER ~40MM IN RCC WITH PROPER DRILL MACHINE AND REINSTATEMENT AFTER CONDUITING TO ENSURE WATER PROOFING OF HOLE.
293 | WORK CHANGE ORDER | 630108053 | 0003 | 18.02.2021 | 1662725.02 | 31891028.10 | 33553753.12 | 0238 | FTTx IBD MUMB0238 Rawal | 3319692 | S&I SIMPLEX PLUG,F/40MM HDPE DUCT | 60 | EA - each | 49 | 2940 | CHARGES FOR SUPPLYING AND FIXING OF SIMPLEX PLUG FOR 40 MM HDPE DUCT#
294 | WORK CHANGE ORDER | 630108053 | 0003 | 18.02.2021 | 1662725.02 | 31891028.10 | 33553753.12 | 0244 | FTTx IBD MUMB0244 Fulchand | 3293883 | CHRG;SHALLOW TRENCH 40 OR 48MM 7WAY DUCT | 50 | 50 M - Meter | 160 | 8000 | EXCAVATION OF SHALLOW TRENCHES MANUALLY/CHIPPING/SLITTING UPTO A DEPTH OF 300 MM, WIDE UP TO 100 MM IN ASPHALT / CONCRETE / TILED SURFACE, LAYING 1 X 40 MM / 1 X 7
295 | WORK CHANGE ORDER | 630108053 | 0003 | 18.02.2021 | 1662725.02 | 31891028.10 | 33553753.12 | 0244 | FTTx IBD MUMB0244 Fulchand | 3314515 | CHRG:SHALLOW TREN 40MM DUCT W/2 NOS | 50 | 50 M - Meter | 160 | 8000 | EXCAVATION OF SHALLOW TRENCHES MANUALLY/CHIPPING/SLITTING IN ASPHALT / CONCRETE / TILED SURFACE, LAYING 2 NOS 40 MM DUCT AND FILLING THE COMPLETE DEPTH, INCLUDING
296 | WORK CHANGE ORDER | 630108053 | 0003 | 18.02.2021 | 1662725.02 | 31891028.10 | 33553753.12 | 0244 | FTTx IBD MUMB0244 Fulchand | 3293878 | CHRG;CLAMPING-1X40MM/1X7WAY MICRO DUCT | 100 | 100M - Meter | 49 | 4900 | CLAMPING OF THE DUCTS 1 X 40 MM / 1 X 7 WAY MICRO DUCT ( 48 MM OD ) ALONG THE WALL WITH THE HELP OF CLAMPING AT EVERY 1 M C/C#
297 | WORK CHANGE ORDER | 630108053 | 0003 | 18.02.2021 | 1662725.02 | 31891028.10 | 33553753.12 | 0244 | FTTx IBD MUMB0244 Fulchand | 3292713 | CHRGS FOR TRANS&INST OF ADSS CABLE-96F | 500 | 500M - Meter | 40 | 20000 | CHARGES FOR TRANSPORTATION & INSTALLATION OF ADSS CABLE- EIC - 96F#
298 | WORK CHANGE ORDER | 630108053 | 0003 | 18.02.2021 | 1662725.02 | 31891028.10 | 33553753.12 | 0244 | FTTx IBD MUMB0244 Fulchand | 3294064 | INSTALLATION 48 F ADSS / FIG 8 CABLE | 1000 | 1,000 | 34 | 34000 | INSTALLATION OF THE AERIAL CABLE (48 F ADSS / FIG 8 ) ALONG WITH THE ACCESSORIES. RATE INCLUDES SURVEY COST AND LOCAL LIASIONING CHARGES.
299 | WORK CHANGE ORDER | 630108053 | 0003 | 18.02.2021 | 1662725.02 | 31891028.10 | 33553753.12 | 0244 | FTTx IBD MUMB0244 Fulchand | 3294065 | INSTALLATION12F ADSS / FIG 8 CABLE | 1500 | 1,500 | 24 | 36000 | INSTALLATION OF THE AERIAL CABLE (12 F ADSS / FIG 8 ) ALONG WITH THE ACCESSORIES. RATE INCLUDES SURVEY COST AND LOCAL LIASIONING CHARGES.
300 | WORK CHANGE ORDER | 630108053 | 0003 | 18.02.2021 | 1662725.02 | 31891028.10 | 33553753.12 | 0244 | FTTx IBD MUMB0244 Fulchand | 3294710 | INSTALLATION 6F ADSS / FIG 8 CABLE | 500 | M - Meter | 19 | 9500 | INSTALLATION OF THE AERIAL CABLE (6 F ADSS / FIG 8 ) ALONG WITH THE ACCESSORIES. RATE INCLUDES SURVEY COST AND LOCAL LIASIONING CHARGES. #
301 | WORK CHANGE ORDER | 630108053 | 0003 | 18.02.2021 | 1662725.02 | 31891028.10 | 33553753.12 | 0244 | FTTx IBD MUMB0244 Fulchand | 3252599 | BLOWING OF 96F | 500 | M - Meter | 15 | 7500 | CHARGES FOR BLOWING OF 96F FIBRE.
302 | WORK CHANGE ORDER | 630108053 | 0003 | 18.02.2021 | 1662725.02 | 31891028.10 | 33553753.12 | 0244 | FTTx IBD MUMB0244 Fulchand | 3294262 | BLOWING / PULLING-48 F | 700 | M - Meter | 10 | 7000 | PULLING/BLOWING OF OFC- 48 F INCLUDING ALL MATERIALS, LABOUR, TOOLS, TACKLES, ETC.. #
303 | WORK CHANGE ORDER | 630108053 | 0003 | 18.02.2021 | 1662725.02 | 31891028.10 | 33553753.12 | 0244 | FTTx IBD MUMB0244 Fulchand | 3294264 | BLOWING / PULLING-12 F | 2000 | 2,000 | 7 | 14000 | PULLING/BLOWING OF OFC-12F INCLUDING ALL MATERIALS, LABOUR, TOOLS, TACKLES, ETC.. #
304 | WORK CHANGE ORDER | 630108053 | 0003 | 18.02.2021 | 1662725.02 | 31891028.10 | 33553753.12 | 0244 | FTTx IBD MUMB0244 Fulchand | 3294265 | BLOWING / PULLING-6 F | 1000 | 1,000 | 5 | 5000 | PULLING/BLOWING OF OFC-6F INCLUDING ALL MATERIALS, LABOUR, TOOLS, TACKLES, ETC.. #
305 | WORK CHANGE ORDER | 630108053 | 0003 | 18.02.2021 | 1662725.02 | 31891028.10 | 33553753.12 | 0244 | FTTx IBD MUMB0244 Fulchand | 3291570 | INSTLTN OF ACCESS CHAMBER 750X400X500 MM | 2 | 2 EA - each | 2328 | 4656 | INSTALLATION OF ACCESS CHAMBERS - SIZE - 750X400X500 MM DEEP.#INCLUDING COVER & LIFTING OF ACCESS CHAMBER-UPTO 50KMS INCLUDING HANDLING ,#EXCAVATION &
306 | WORK CHANGE ORDER | 630108053 | 0003 | 18.02.2021 | 1662725.02 | 31891028.10 | 33553753.12 | 0244 | FTTx IBD MUMB0244 Fulchand | 3314518 | INST OF PULLING CHAMBER 400X400X500MM | 10 | 10 EA - each | 970 | 9700 | INSTALLATION OF PULLING CHAMBERS - SIZE - 400X400X500 MM DEEP ; INCLUDING COVER .#EXCAVATION & BACKFILLING OF PITS ETC AS PER DRAWINGS , SPECIFICATIONS#AND AS
307 | WORK CHANGE ORDER | 630108053 | 0003 | 18.02.2021 | 1662725.02 | 31891028.10 | 33553753.12 | 0244 | FTTx IBD MUMB0244 Fulchand | 3294239 | CHRG;REINST,TRENCH,PCC-1:2:4,GRAVEL 20MM | 1 | 1 M3 - Cubic meter | 5335 | 5335 | CHARGES FOR REINSTATEMENT OF THE TRENCHES / PITS INCLUDING ALL MATERIALS , LABOUR, TOOLS TACKES ETC..BY PCC -1:2:4 GRAVEL SIZE - 20 MM & CURING FOR 7 DAYS. THIS ITEM
308 | WORK CHANGE ORDER | 630108053 | 0003 | 18.02.2021 | 1662725.02 | 31891028.10 | 33553753.12 | 0244 | FTTx IBD MUMB0244 Fulchand | 3291785 | RSTRTN EXCVTD SURFACE- W/COLD BITUMEN | 10 | 10 M - Meter | 1000 | 10000 | CHARGES FOR RESTORATION OF THE EXCAVATED SURFACES USING THE COLD BITUMEN INCLUDING PROPER COMPACTION ETC. ALL COMPLETE INCLUDING ALL MATERIALS TOOLS TACKLES
309 | WORK CHANGE ORDER | 630108053 | 0003 | 18.02.2021 | 1662725.02 | 31891028.10 | 33553753.12 | 0244 | FTTx IBD MUMB0244 Fulchand | 3291786 | RSTRTN EXCVTD SURFACES-W/ HOT BITUMEN | 10 | 10 M - Meter | 383 | 3830 | CHARGES FOR RESTORATION OF THE EXCAVATED SURFACES USING THE HOT BITUMEN INCLUDING PROPER COMPACTION ETC. ALL COMPLETE INCLUDING ALL MATERIALS TOOLS TACKLES
310 | WORK CHANGE ORDER | 630108053 | 0003 | 18.02.2021 | 1662725.02 | 31891028.10 | 33553753.12 | 0244 | FTTx IBD MUMB0244 Fulchand | 3290664 | CHRG F/RESTORATN OF SURF ;W/EXT TILES | 30 | 30 M - Meter | 286 | 8580 | CHARGES FOR RESTORATION OF THE EXCAVATED SURFACES USING THE EXISTING TILES OVER 100 MM THICK CONCRETE BEDDING. THE COST TO INCLUDE THE COST OF THE TILES,
311 | WORK CHANGE ORDER | 630108053 | 0003 | 18.02.2021 | 1662725.02 | 31891028.10 | 33553753.12 | 0244 | FTTx IBD MUMB0244 Fulchand | 3291784 | RSTRTN EXCVTD SURFACE-W/ PAVER BLOCK | 30 | 30 M - Meter | 631 | 18930 | CHARGES FOR RESTORATION OF THE EXCAVATED SURFACE USING NEW INTER LOCKING PAVER BLOCK OVER 100 MM THICK CONCRETE BEDDING. THE COST TO INCLUDE THE COST OF THE
312 | WORK CHANGE ORDER | 630108053 | 0003 | 18.02.2021 | 1662725.02 | 31891028.10 | 33553753.12 | 0244 | FTTx IBD MUMB0244 Fulchand | 3291783 | RESTORATION OF EXCV SURFACE-W/KOTA STONE | 10 | 10 M - Meter | 550 | 5500 | CHARGES FOR RESTORATION OF THE EXCAVATED SURFACE USING NEW KOTA STONE OVER 100 MM THICK CONCRETE BEDDING. THE COST TO INCLUDE THE COST OF THE KOTA STONE ,
313 | WORK CHANGE ORDER | 630108053 | 0003 | 18.02.2021 | 1662725.02 | 31891028.10 | 33553753.12 | 0244 | FTTx IBD MUMB0244 Fulchand | 3290665 | CHRG F/RESTORATN OF SURF ;W/CHEQUED TILE | 30 | 30 M - Meter | 419 | 12570 | CHARGES FOR RESTORATION OF THE EXCAVATED SURFACE USING NEW INTER CHEQUERED TILE OVER 100 MM THICK CONCRETE BEDDING. THE COST TO INCLUDE THE COST OF THE KOTA
314 | WORK CHANGE ORDER | 630108053 | 0003 | 18.02.2021 | 1662725.02 | 31891028.10 | 33553753.12 | 0244 | FTTx IBD MUMB0244 Fulchand | 3171149 | S/FIXING PVC CONDUIT 25 MM | 1000 | 1,000 | 60 | 60000 | S/FIXING PVC CONDUIT 25MM
315 | WORK CHANGE ORDER | 630108053 | 0003 | 18.02.2021 | 1662725.02 | 31891028.10 | 33553753.12 | 0244 | FTTx IBD MUMB0244 Fulchand | 3171151 | S/FIXING PVC CONDUIT 40 MM | 600 | M - Meter | 111 | 66600 | S/FIXING PVC CONDUIT 40 MM
316 | WORK CHANGE ORDER | 630108053 | 0003 | 18.02.2021 | 1662725.02 | 31891028.10 | 33553753.12 | 0244 | FTTx IBD MUMB0244 Fulchand | 3318608 | S&I 25MM PVC CONDUIT USING SCAFFOLDING | 100 | 100M - Meter | 133 | 13300 | SUPPLY AND INSTALLATION OF 25MM OUTER DIA CONDUIT ON EXTERNAL WALL WITH THE HELP OF JHOOLA HOLDING INCLUDING MANPOWER, COUPLERS, BENDS, TEES, SADDLES, CLAMPS,
317 | WORK CHANGE ORDER | 630108053 | 0003 | 18.02.2021 | 1662725.02 | 31891028.10 | 33553753.12 | 0244 | FTTx IBD MUMB0244 Fulchand | 3318609 | S&I 40MM PVC CONDUIT USING SCAFFOLDING | 100 | 100M - Meter | 188 | 18800 | SUPPLY AND INSTALLATION OF 40MM OUTER DIA CONDUIT ON EXTERNAL WALL WITH THE HELP OF JHOOLA HOLDING INCLUDING MANPOWER, COUPLERS, BENDS, TEES, SADDLES, CLAMPS,
318 | WORK CHANGE ORDER | 630108053 | 0003 | 18.02.2021 | 1662725.02 | 31891028.10 | 33553753.12 | 0244 | FTTx IBD MUMB0244 Fulchand | 3206508 | SUP&LAY FLEX PVC CONDUIT DIA 25MM | 200 | M - Meter | 71 | 14200 | Supplying and laying of following sizes of flexible PVC conduit along with conduit accessories complete as required.
319 | WORK CHANGE ORDER | 630108053 | 0003 | 18.02.2021 | 1662725.02 | 31891028.10 | 33553753.12 | 0244 | FTTx IBD MUMB0244 Fulchand | 3206510 | SUP&LAY FLEX PVC CONDUIT DIA 40MM | 150 | M - Meter | 116 | 17400 | Supplying and laying of following sizes of flexible PVC conduit along with conduit
320 | WORK CHANGE ORDER | 630108053 | 0003 | 18.02.2021 | 1662725.02 | 31891028.10 | 33553753.12 | 0244 | FTTx IBD MUMB0244 Fulchand | 3318971 | S&I 25MM FLEXI PVC CONDUIT W/SCAFFOLDING | 100 | 100M - Meter | 144 | 14400 | SUPPLY AND INSTALLATION OF 25MM DIA REINFORCED FLEXIBLE CONDUIT ON EXTERNAL WALL WITH THE HELP OF JHOOLA HOLDING INCLUDING MANPOWER, COUPLERS, BENDS, TEES,
321 | WORK CHANGE ORDER | 630108053 | 0003 | 18.02.2021 | 1662725.02 | 31891028.10 | 33553753.12 | 0244 | FTTx IBD MUMB0244 Fulchand | 3318972 | S&I 40MM FLEXI PVC CONDUIT W/SCAFFOLDING | 100 | 100M - Meter | 194 | 19400 | SUPPLY AND INSTALLATION OF 40MM DIA REINFORCED FLEXIBLE CONDUIT ON EXTERNAL WALL WITH THE HELP OF JHOOLA HOLDING INCLUDING MANPOWER, COUPLERS, BENDS, TEES,
322 | WORK CHANGE ORDER | 630108053 | 0003 | 18.02.2021 | 1662725.02 | 31891028.10 | 33553753.12 | 0244 | FTTx IBD MUMB0244 Fulchand | 3319687 | P&F PVC JUNCTION BOX 40MM,4-WAY | 150 | EA - each | 30 | 4500 | CHARGES FOR SUPPLYING AND FIXING OF PVC JUNCTION BOX 40MM,FOUR WAY IN REQUIRED POSITION ALONG THE LINE OF PVC CONDUIT#
323 | WORK CHANGE ORDER | 630108053 | 0003 | 18.02.2021 | 1662725.02 | 31891028.10 | 33553753.12 | 0244 | FTTx IBD MUMB0244 Fulchand | 3319688 | P&F PVC JUNCTION BOX 40MM,3-WAY | 150 | EA - each | 30 | 4500 | CHARGES FOR SUPPLYING AND FIXING OF PVC JUNCTION BOX 40MM,THREE WAY IN REQUIRED POSITION ALONG THE LINE OF PVC CONDUIT#
324 | WORK CHANGE ORDER | 630108053 | 0003 | 18.02.2021 | 1662725.02 | 31891028.10 | 33553753.12 | 0244 | FTTx IBD MUMB0244 Fulchand | 3192918 | CHRG:S/F:PVC JUNCTION BOX 25MM,4-WAY | 150 | 150EA - each | 19 | 2850 | CHARGES FOR SUPPLYING AND FIXING OF PVC JUNCTION BOX
325 | WORK CHANGE ORDER | 630108053 | 0003 | 18.02.2021 | 1662725.02 | 31891028.10 | 33553753.12 | 0244 | FTTx IBD MUMB0244 Fulchand | 3192917 | CHRG:S/F:PVC JUNCTION BOX 25MM,3-WAY | 150 | 150EA - each | 19 | 2850 | CHARGES FOR SUPPLYING AND FIXING OF PVC JUNCTION BOX
326 | WORK CHANGE ORDER | 630108053 | 0003 | 18.02.2021 | 1662725.02 | 31891028.10 | 33553753.12 | 0244 | FTTx IBD MUMB0244 Fulchand | 3259755 | INSTALLATION OF FDC | 15 | EA - each | 49 | 735 | Installation of Fibre Distribution Cabinet
327 | WORK CHANGE ORDER | 630108053 | 0003 | 18.02.2021 | 1662725.02 | 31891028.10 | 33553753.12 | 0244 | FTTx IBD MUMB0244 Fulchand | 3294022 | INSTALLATION OF FAT (WALL/POLE MOUNTED) | 50 | 50 EA - each | 49 | 2450 | INSTALLATION OF FIBRE ACCESS TERMINAL (WALL/POLE MOUNTED)#
328 | WORK CHANGE ORDER | 630108053 | 0003 | 18.02.2021 | 1662725.02 | 31891028.10 | 33553753.12 | 0244 | FTTx IBD MUMB0244 Fulchand | 3293902 | INSTALLATION LEVEL 1 ( S1 ) SPLITTER | 20 | EA - each | 49 | 980 | INSTALLATION OF FREE ISSUED SPLITTER AT SUGGESTED LOCATION INCLUDING ALL MANPOWER, TOOLS TACKLES, HARDWARES ETC. COMPLETE AS PER THE DRG AND DIRECTION OF
329 | WORK CHANGE ORDER | 630108053 | 0003 | 18.02.2021 | 1662725.02 | 31891028.10 | 33553753.12 | 0244 | FTTx IBD MUMB0244 Fulchand | 3293903 | INSTALLATION LEVEL 2 ( S2 ) SPLITTER | 160 | EA - each | 49 | 7840 | INSTALLATION OF FREE ISSUED SPLITTER AT SUGGESTED LOCATION INCLUDING ALL MANPOWER, TOOLS TACKLES, HARDWARES ETC. COMPLETE AS PER THE DRG AND DIRECTION OF
330 | WORK CHANGE ORDER | 630108053 | 0003 | 18.02.2021 | 1662725.02 | 31891028.10 | 33553753.12 | 0244 | FTTx IBD MUMB0244 Fulchand | 3252601 | SPLICING,JOINTING & TERMINATION-48F | 500 | 500.000 NOS - No. | 112 | 56000 | CHARGES FOR SPLICING,JOINTING & TERMINATION OF 48F FIBRE.
331 | WORK CHANGE ORDER | 630108053 | 0003 | 18.02.2021 | 1662725.02 | 31891028.10 | 33553753.12 | 0244 | FTTx IBD MUMB0244 Fulchand | 3252602 | SPLICING,JOINTING & TERMINATION-96F | 192 | 192.000 NOS - No. | 112 | 21504 | CHARGES FOR SPLICING,JOINTING & TERMINATION OF 96F FIBRE.
332 | WORK CHANGE ORDER | 630108053 | 0003 | 18.02.2021 | 1662725.02 | 31891028.10 | 33553753.12 | 0244 | FTTx IBD MUMB0244 Fulchand | 3300512 | SPLICING & TERM OFC,FIXED COST/DAY | 10 | EA - each | 2425 | 24250 | OFC SPLICING&TERMINATION-FIXED COST/DAY#JOB INVOLVES: 1) SPLICING & TERMINATION OF OFC CABLE AS DIRECTED
333 | WORK CHANGE ORDER | 630108053 | 0003 | 18.02.2021 | 1662725.02 | 31891028.10 | 33553753.12 | 0244 | FTTx IBD MUMB0244 Fulchand | 3098777 | A11102-SELF ADHESIVE LABELS | 400 | 400.000 | 10 | 4000 | 420
334 | WORK CHANGE ORDER | 630108053 | 0003 | 18.02.2021 | 1662725.02 | 31891028.10 | 33553753.12 | 0244 | FTTx IBD MUMB0244 Fulchand | 3295194 | PREPARATION OF AS BUILT DRAWINGS SBP | 15 | 15 EA - each | 194 | 2910 | AS-BUILT DRAWING FOR ALL WORKS PERFORMED AS PER SCOPE
335 | WORK CHANGE ORDER | 630108053 | 0003 | 18.02.2021 | 1662725.02 | 31891028.10 | 33553753.12 | 0244 | FTTx IBD MUMB0244 Fulchand | 3111341 | DISPOSAL OF WASTE MATERIALS DEBRIS ETC. | 15 | 15.000 NOS - No. | 679 | 10185 | Collection & disposal of various kinds of unwanted materials / debris
336 | WORK CHANGE ORDER | 630108053 | 0003 | 18.02.2021 | 1662725.02 | 31891028.10 | 33553753.12 | 0244 | FTTx IBD MUMB0244 Fulchand | 3295891 | MATERIAL STORAGE & SECONDARY TRNSPT | 15 | 15 EA - each | 485 | 7275 | STORAGE AND SECONDARY TRANSPORTATION OF FIM MATERIAL TO BUILDINGS, TO BE CALCULATED PER BUILDING#
337 | WORK CHANGE ORDER | 630108053 | 0003 | 18.02.2021 | 1662725.02 | 31891028.10 | 33553753.12 | 0244 | FTTx IBD MUMB0244 Fulchand | 3295897 | CHRG: PRE EXECUTION BUILDING SURVEY | 15 | 15 EA - each | 290 | 4350 | PRE EXECUTION BUILDING SURVEY:#THIS IS BUILDING SURVEY BEFORE DEPLOYMENT INSIDE BUILDING DEPLOYMENT/CONSTRUCTION INCLUDES LAYING OF CONDUITS AND OTHER ODN
338 | WORK CHANGE ORDER | 630108053 | 0003 | 18.02.2021 | 1662725.02 | 31891028.10 | 33553753.12 | 0244 | FTTx IBD MUMB0244 Fulchand | 3318382 | CHRG DRILLING OF HOLE 25MM IN BRICK WALL | 50 | 50 EA - each | 82 | 4100 | CHARGES FOR DRILLING HOLES OF DIAMETER 25MM IN BRICK WALL WITH PROPER DRILL MACHINE AND REINSTATEMENT AFTER CONDUITING TO ENSURE WATER PROOFING OF HOLE.#
339 | WORK CHANGE ORDER | 630108053 | 0003 | 18.02.2021 | 1662725.02 | 31891028.10 | 33553753.12 | 0244 | FTTx IBD MUMB0244 Fulchand | 3318381 | CHRG DRILLING OF HOLE 40MM IN BRICK WALL | 50 | 50 EA - each | 131 | 6550 | CHARGES FOR DRILLING HOLES OF DIAMETER 40MM IN BRICK WALL WITH PROPER DRILL MACHINE AND REINSTATEMENT AFTER CONDUITING TO ENSURE WATER PROOFING OF HOLE.#
340 | WORK CHANGE ORDER | 630108053 | 0003 | 18.02.2021 | 1662725.02 | 31891028.10 | 33553753.12 | 0244 | FTTx IBD MUMB0244 Fulchand | 3318200 | CHRG DRILLING OF HOLE 25MM DIA IN RCC | 50 | 50 EA - each | 131 | 6550 | CHARGES FOR DRILLING HOLES OF DIAMETER 25MM IN RCC WITH PROPER DRILL MACHINE AND REINSTATEMENT AFTER CONDUITING TO ENSURE WATER PROOFING OF HOLE.#
341 | WORK CHANGE ORDER | 630108053 | 0003 | 18.02.2021 | 1662725.02 | 31891028.10 | 33553753.12 | 0244 | FTTx IBD MUMB0244 Fulchand | 3297469 | CHRG:DRILLING OF HOLE 40MM DIA IN RCC | 50 | 50 EA - each | 165 | 8250 | CHARGES FOR DRILLING HOLES OF DIAMETER ~40MM IN RCC WITH PROPER DRILL MACHINE AND REINSTATEMENT AFTER CONDUITING TO ENSURE WATER PROOFING OF HOLE.
342 | WORK CHANGE ORDER | 630108053 | 0003 | 18.02.2021 | 1662725.02 | 31891028.10 | 33553753.12 | 0244 | FTTx IBD MUMB0244 Fulchand | 3319692 | S&I SIMPLEX PLUG,F/40MM HDPE DUCT | 60 | EA - each | 49 | 2940 | CHARGES FOR SUPPLYING AND FIXING OF SIMPLEX PLUG FOR 40 MM HDPE DUCT#
343 | WORK CHANGE ORDER | 630108053 | 0003 | 18.02.2021 | 1662725.02 | 31891028.10 | 33553753.12 | 0244 | FTTx IBD MUMB0244 Fulchand | 3297394 | REMOVAL OF FIBRE CABLE 12F | 119 | M - Meter | 4 | 476 | REMOVAL OF ALREADY LAID FIBER CABLE OF 12F#
344 | WORK CHANGE ORDER | 630108053 | 0003 | 18.02.2021 | 1662725.02 | 31891028.10 | 33553753.12 | 0306 | FTTx IBD MUMB0306 Shivalaya | 3293883 | CHRG;SHALLOW TRENCH 40 OR 48MM 7WAY DUCT | 50 | 50 M - Meter | 160 | 8000 | EXCAVATION OF SHALLOW TRENCHES MANUALLY/CHIPPING/SLITTING UPTO A DEPTH OF 300 MM, WIDE UP TO 100 MM IN ASPHALT / CONCRETE / TILED SURFACE, LAYING 1 X 40 MM / 1 X 7
345 | WORK CHANGE ORDER | 630108053 | 0003 | 18.02.2021 | 1662725.02 | 31891028.10 | 33553753.12 | 0306 | FTTx IBD MUMB0306 Shivalaya | 3314515 | CHRG:SHALLOW TREN 40MM DUCT W/2 NOS | 50 | 50 M - Meter | 160 | 8000 | EXCAVATION OF SHALLOW TRENCHES MANUALLY/CHIPPING/SLITTING IN ASPHALT / CONCRETE / TILED SURFACE, LAYING 2 NOS 40 MM DUCT AND FILLING THE COMPLETE DEPTH, INCLUDING
346 | WORK CHANGE ORDER | 630108053 | 0003 | 18.02.2021 | 1662725.02 | 31891028.10 | 33553753.12 | 0306 | FTTx IBD MUMB0306 Shivalaya | 3293878 | CHRG;CLAMPING-1X40MM/1X7WAY MICRO DUCT | 100 | 100M - Meter | 49 | 4900 | CLAMPING OF THE DUCTS 1 X 40 MM / 1 X 7 WAY MICRO DUCT ( 48 MM OD ) ALONG THE WALL WITH THE HELP OF CLAMPING AT EVERY 1 M C/C#
347 | WORK CHANGE ORDER | 630108053 | 0003 | 18.02.2021 | 1662725.02 | 31891028.10 | 33553753.12 | 0306 | FTTx IBD MUMB0306 Shivalaya | 3292713 | CHRGS FOR TRANS&INST OF ADSS CABLE-96F | 500 | 500M - Meter | 40 | 20000 | CHARGES FOR TRANSPORTATION & INSTALLATION OF ADSS CABLE- EIC - 96F#
348 | WORK CHANGE ORDER | 630108053 | 0003 | 18.02.2021 | 1662725.02 | 31891028.10 | 33553753.12 | 0306 | FTTx IBD MUMB0306 Shivalaya | 3294064 | INSTALLATION 48 F ADSS / FIG 8 CABLE | 1000 | 1,000 | 34 | 34000 | INSTALLATION OF THE AERIAL CABLE (48 F ADSS / FIG 8 ) ALONG WITH THE ACCESSORIES. RATE INCLUDES SURVEY COST AND LOCAL LIASIONING CHARGES.
349 | WORK CHANGE ORDER | 630108053 | 0003 | 18.02.2021 | 1662725.02 | 31891028.10 | 33553753.12 | 0306 | FTTx IBD MUMB0306 Shivalaya | 3294065 | INSTALLATION12F ADSS / FIG 8 CABLE | 1500 | 1,500 | 24 | 36000 | INSTALLATION OF THE AERIAL CABLE (12 F ADSS / FIG 8 ) ALONG WITH THE ACCESSORIES. RATE INCLUDES SURVEY COST AND LOCAL LIASIONING CHARGES.
350 | WORK CHANGE ORDER | 630108053 | 0003 | 18.02.2021 | 1662725.02 | 31891028.10 | 33553753.12 | 0306 | FTTx IBD MUMB0306 Shivalaya | 3294710 | INSTALLATION 6F ADSS / FIG 8 CABLE | 500 | M - Meter | 19 | 9500 | INSTALLATION OF THE AERIAL CABLE (6 F ADSS / FIG 8 ) ALONG WITH THE ACCESSORIES. RATE INCLUDES SURVEY COST AND LOCAL LIASIONING CHARGES. #
351 | WORK CHANGE ORDER | 630108053 | 0003 | 18.02.2021 | 1662725.02 | 31891028.10 | 33553753.12 | 0306 | FTTx IBD MUMB0306 Shivalaya | 3252599 | BLOWING OF 96F | 500 | M - Meter | 15 | 7500 | CHARGES FOR BLOWING OF 96F FIBRE.
352 | WORK CHANGE ORDER | 630108053 | 0003 | 18.02.2021 | 1662725.02 | 31891028.10 | 33553753.12 | 0306 | FTTx IBD MUMB0306 Shivalaya | 3294262 | BLOWING / PULLING-48 F | 700 | M - Meter | 10 | 7000 | PULLING/BLOWING OF OFC- 48 F INCLUDING ALL MATERIALS, LABOUR, TOOLS, TACKLES, ETC.. #
353 | WORK CHANGE ORDER | 630108053 | 0003 | 18.02.2021 | 1662725.02 | 31891028.10 | 33553753.12 | 0306 | FTTx IBD MUMB0306 Shivalaya | 3294264 | BLOWING / PULLING-12 F | 2000 | 2,000 | 7 | 14000 | PULLING/BLOWING OF OFC-12F INCLUDING ALL MATERIALS, LABOUR, TOOLS, TACKLES, ETC.. #
354 | WORK CHANGE ORDER | 630108053 | 0003 | 18.02.2021 | 1662725.02 | 31891028.10 | 33553753.12 | 0306 | FTTx IBD MUMB0306 Shivalaya | 3294265 | BLOWING / PULLING-6 F | 1000 | 1,000 | 5 | 5000 | PULLING/BLOWING OF OFC-6F INCLUDING ALL MATERIALS, LABOUR, TOOLS, TACKLES, ETC.. #
355 | WORK CHANGE ORDER | 630108053 | 0003 | 18.02.2021 | 1662725.02 | 31891028.10 | 33553753.12 | 0306 | FTTx IBD MUMB0306 Shivalaya | 3291570 | INSTLTN OF ACCESS CHAMBER 750X400X500 MM | 2 | 2 EA - each | 2328 | 4656 | INSTALLATION OF ACCESS CHAMBERS - SIZE - 750X400X500 MM DEEP.#INCLUDING COVER & LIFTING OF ACCESS CHAMBER-UPTO 50KMS INCLUDING HANDLING ,#EXCAVATION &
356 | WORK CHANGE ORDER | 630108053 | 0003 | 18.02.2021 | 1662725.02 | 31891028.10 | 33553753.12 | 0306 | FTTx IBD MUMB0306 Shivalaya | 3314518 | INST OF PULLING CHAMBER 400X400X500MM | 10 | 10 EA - each | 970 | 9700 | INSTALLATION OF PULLING CHAMBERS - SIZE - 400X400X500 MM DEEP ; INCLUDING COVER .#EXCAVATION & BACKFILLING OF PITS ETC AS PER DRAWINGS , SPECIFICATIONS#AND AS
357 | WORK CHANGE ORDER | 630108053 | 0003 | 18.02.2021 | 1662725.02 | 31891028.10 | 33553753.12 | 0306 | FTTx IBD MUMB0306 Shivalaya | 3294239 | CHRG;REINST,TRENCH,PCC-1:2:4,GRAVEL 20MM | 1 | 1 M3 - Cubic meter | 5335 | 5335 | CHARGES FOR REINSTATEMENT OF THE TRENCHES / PITS INCLUDING ALL MATERIALS , LABOUR, TOOLS TACKES ETC..BY PCC -1:2:4 GRAVEL SIZE - 20 MM & CURING FOR 7 DAYS. THIS ITEM
358 | WORK CHANGE ORDER | 630108053 | 0003 | 18.02.2021 | 1662725.02 | 31891028.10 | 33553753.12 | 0306 | FTTx IBD MUMB0306 Shivalaya | 3291785 | RSTRTN EXCVTD SURFACE- W/COLD BITUMEN | 10 | 10 M - Meter | 1000 | 10000 | CHARGES FOR RESTORATION OF THE EXCAVATED SURFACES USING THE COLD BITUMEN INCLUDING PROPER COMPACTION ETC. ALL COMPLETE INCLUDING ALL MATERIALS TOOLS TACKLES
359 | WORK CHANGE ORDER | 630108053 | 0003 | 18.02.2021 | 1662725.02 | 31891028.10 | 33553753.12 | 0306 | FTTx IBD MUMB0306 Shivalaya | 3291786 | RSTRTN EXCVTD SURFACES-W/ HOT BITUMEN | 10 | 10 M - Meter | 383 | 3830 | CHARGES FOR RESTORATION OF THE EXCAVATED SURFACES USING THE HOT BITUMEN INCLUDING PROPER COMPACTION ETC. ALL COMPLETE INCLUDING ALL MATERIALS TOOLS TACKLES
360 | WORK CHANGE ORDER | 630108053 | 0003 | 18.02.2021 | 1662725.02 | 31891028.10 | 33553753.12 | 0306 | FTTx IBD MUMB0306 Shivalaya | 3290664 | CHRG F/RESTORATN OF SURF ;W/EXT TILES | 30 | 30 M - Meter | 286 | 8580 | CHARGES FOR RESTORATION OF THE EXCAVATED SURFACES USING THE EXISTING TILES OVER 100 MM THICK CONCRETE BEDDING. THE COST TO INCLUDE THE COST OF THE TILES,
361 | WORK CHANGE ORDER | 630108053 | 0003 | 18.02.2021 | 1662725.02 | 31891028.10 | 33553753.12 | 0306 | FTTx IBD MUMB0306 Shivalaya | 3291784 | RSTRTN EXCVTD SURFACE-W/ PAVER BLOCK | 30 | 30 M - Meter | 631 | 18930 | CHARGES FOR RESTORATION OF THE EXCAVATED SURFACE USING NEW INTER LOCKING PAVER BLOCK OVER 100 MM THICK CONCRETE BEDDING. THE COST TO INCLUDE THE COST OF THE
362 | WORK CHANGE ORDER | 630108053 | 0003 | 18.02.2021 | 1662725.02 | 31891028.10 | 33553753.12 | 0306 | FTTx IBD MUMB0306 Shivalaya | 3291783 | RESTORATION OF EXCV SURFACE-W/KOTA STONE | 10 | 10 M - Meter | 550 | 5500 | CHARGES FOR RESTORATION OF THE EXCAVATED SURFACE USING NEW KOTA STONE OVER 100 MM THICK CONCRETE BEDDING. THE COST TO INCLUDE THE COST OF THE KOTA STONE ,
363 | WORK CHANGE ORDER | 630108053 | 0003 | 18.02.2021 | 1662725.02 | 31891028.10 | 33553753.12 | 0306 | FTTx IBD MUMB0306 Shivalaya | 3290665 | CHRG F/RESTORATN OF SURF ;W/CHEQUED TILE | 30 | 30 M - Meter | 419 | 12570 | CHARGES FOR RESTORATION OF THE EXCAVATED SURFACE USING NEW INTER CHEQUERED TILE OVER 100 MM THICK CONCRETE BEDDING. THE COST TO INCLUDE THE COST OF THE KOTA
364 | WORK CHANGE ORDER | 630108053 | 0003 | 18.02.2021 | 1662725.02 | 31891028.10 | 33553753.12 | 0306 | FTTx IBD MUMB0306 Shivalaya | 3171149 | S/FIXING PVC CONDUIT 25 MM | 1000 | 1,000 | 60 | 60000 | S/FIXING PVC CONDUIT 25MM
365 | WORK CHANGE ORDER | 630108053 | 0003 | 18.02.2021 | 1662725.02 | 31891028.10 | 33553753.12 | 0306 | FTTx IBD MUMB0306 Shivalaya | 3171151 | S/FIXING PVC CONDUIT 40 MM | 600 | M - Meter | 111 | 66600 | S/FIXING PVC CONDUIT 40 MM
366 | WORK CHANGE ORDER | 630108053 | 0003 | 18.02.2021 | 1662725.02 | 31891028.10 | 33553753.12 | 0306 | FTTx IBD MUMB0306 Shivalaya | 3318608 | S&I 25MM PVC CONDUIT USING SCAFFOLDING | 100 | 100M - Meter | 133 | 13300 | SUPPLY AND INSTALLATION OF 25MM OUTER DIA CONDUIT ON EXTERNAL WALL WITH THE HELP OF JHOOLA HOLDING INCLUDING MANPOWER, COUPLERS, BENDS, TEES, SADDLES, CLAMPS,
367 | WORK CHANGE ORDER | 630108053 | 0003 | 18.02.2021 | 1662725.02 | 31891028.10 | 33553753.12 | 0306 | FTTx IBD MUMB0306 Shivalaya | 3318609 | S&I 40MM PVC CONDUIT USING SCAFFOLDING | 100 | 100M - Meter | 188 | 18800 | SUPPLY AND INSTALLATION OF 40MM OUTER DIA CONDUIT ON EXTERNAL WALL WITH THE HELP OF JHOOLA HOLDING INCLUDING MANPOWER, COUPLERS, BENDS, TEES, SADDLES, CLAMPS,
368 | WORK CHANGE ORDER | 630108053 | 0003 | 18.02.2021 | 1662725.02 | 31891028.10 | 33553753.12 | 0306 | FTTx IBD MUMB0306 Shivalaya | 3206508 | SUP&LAY FLEX PVC CONDUIT DIA 25MM | 200 | M - Meter | 71 | 14200 | Supplying and laying of following sizes of flexible PVC conduit along with conduit accessories complete as required.
369 | WORK CHANGE ORDER | 630108053 | 0003 | 18.02.2021 | 1662725.02 | 31891028.10 | 33553753.12 | 0306 | FTTx IBD MUMB0306 Shivalaya | 3206510 | SUP&LAY FLEX PVC CONDUIT DIA 40MM | 150 | M - Meter | 116 | 17400 | Supplying and laying of following sizes of flexible PVC conduit along with conduit
370 | WORK CHANGE ORDER | 630108053 | 0003 | 18.02.2021 | 1662725.02 | 31891028.10 | 33553753.12 | 0306 | FTTx IBD MUMB0306 Shivalaya | 3318971 | S&I 25MM FLEXI PVC CONDUIT W/SCAFFOLDING | 100 | 100M - Meter | 144 | 14400 | SUPPLY AND INSTALLATION OF 25MM DIA REINFORCED FLEXIBLE CONDUIT ON EXTERNAL WALL WITH THE HELP OF JHOOLA HOLDING INCLUDING MANPOWER, COUPLERS, BENDS, TEES,
371 | WORK CHANGE ORDER | 630108053 | 0003 | 18.02.2021 | 1662725.02 | 31891028.10 | 33553753.12 | 0306 | FTTx IBD MUMB0306 Shivalaya | 3318972 | S&I 40MM FLEXI PVC CONDUIT W/SCAFFOLDING | 100 | 100M - Meter | 194 | 19400 | SUPPLY AND INSTALLATION OF 40MM DIA REINFORCED FLEXIBLE CONDUIT ON EXTERNAL WALL WITH THE HELP OF JHOOLA HOLDING INCLUDING MANPOWER, COUPLERS, BENDS, TEES,
372 | WORK CHANGE ORDER | 630108053 | 0003 | 18.02.2021 | 1662725.02 | 31891028.10 | 33553753.12 | 0306 | FTTx IBD MUMB0306 Shivalaya | 3319687 | P&F PVC JUNCTION BOX 40MM,4-WAY | 150 | EA - each | 30 | 4500 | CHARGES FOR SUPPLYING AND FIXING OF PVC JUNCTION BOX 40MM,FOUR WAY IN REQUIRED POSITION ALONG THE LINE OF PVC CONDUIT#
373 | WORK CHANGE ORDER | 630108053 | 0003 | 18.02.2021 | 1662725.02 | 31891028.10 | 33553753.12 | 0306 | FTTx IBD MUMB0306 Shivalaya | 3319688 | P&F PVC JUNCTION BOX 40MM,3-WAY | 150 | EA - each | 30 | 4500 | CHARGES FOR SUPPLYING AND FIXING OF PVC JUNCTION BOX 40MM,THREE WAY IN REQUIRED POSITION ALONG THE LINE OF PVC CONDUIT#
374 | WORK CHANGE ORDER | 630108053 | 0003 | 18.02.2021 | 1662725.02 | 31891028.10 | 33553753.12 | 0306 | FTTx IBD MUMB0306 Shivalaya | 3192918 | CHRG:S/F:PVC JUNCTION BOX 25MM,4-WAY | 150 | 150EA - each | 19 | 2850 | CHARGES FOR SUPPLYING AND FIXING OF PVC JUNCTION BOX
375 | WORK CHANGE ORDER | 630108053 | 0003 | 18.02.2021 | 1662725.02 | 31891028.10 | 33553753.12 | 0306 | FTTx IBD MUMB0306 Shivalaya | 3192917 | CHRG:S/F:PVC JUNCTION BOX 25MM,3-WAY | 150 | 150EA - each | 19 | 2850 | CHARGES FOR SUPPLYING AND FIXING OF PVC JUNCTION BOX
376 | WORK CHANGE ORDER | 630108053 | 0003 | 18.02.2021 | 1662725.02 | 31891028.10 | 33553753.12 | 0306 | FTTx IBD MUMB0306 Shivalaya | 3259755 | INSTALLATION OF FDC | 15 | EA - each | 49 | 735 | Installation of Fibre Distribution Cabinet
377 | WORK CHANGE ORDER | 630108053 | 0003 | 18.02.2021 | 1662725.02 | 31891028.10 | 33553753.12 | 0306 | FTTx IBD MUMB0306 Shivalaya | 3294022 | INSTALLATION OF FAT (WALL/POLE MOUNTED) | 50 | 50 EA - each | 49 | 2450 | INSTALLATION OF FIBRE ACCESS TERMINAL (WALL/POLE MOUNTED)#
378 | WORK CHANGE ORDER | 630108053 | 0003 | 18.02.2021 | 1662725.02 | 31891028.10 | 33553753.12 | 0306 | FTTx IBD MUMB0306 Shivalaya | 3293902 | INSTALLATION LEVEL 1 ( S1 ) SPLITTER | 20 | EA - each | 49 | 980 | INSTALLATION OF FREE ISSUED SPLITTER AT SUGGESTED LOCATION INCLUDING ALL MANPOWER, TOOLS TACKLES, HARDWARES ETC. COMPLETE AS PER THE DRG AND DIRECTION OF
379 | WORK CHANGE ORDER | 630108053 | 0003 | 18.02.2021 | 1662725.02 | 31891028.10 | 33553753.12 | 0306 | FTTx IBD MUMB0306 Shivalaya | 3293903 | INSTALLATION LEVEL 2 ( S2 ) SPLITTER | 160 | EA - each | 49 | 7840 | INSTALLATION OF FREE ISSUED SPLITTER AT SUGGESTED LOCATION INCLUDING ALL MANPOWER, TOOLS TACKLES, HARDWARES ETC. COMPLETE AS PER THE DRG AND DIRECTION OF
380 | WORK CHANGE ORDER | 630108053 | 0003 | 18.02.2021 | 1662725.02 | 31891028.10 | 33553753.12 | 0306 | FTTx IBD MUMB0306 Shivalaya | 3252601 | SPLICING,JOINTING & TERMINATION-48F | 500 | 500.000 NOS - No. | 112 | 56000 | CHARGES FOR SPLICING,JOINTING & TERMINATION OF 48F FIBRE.
381 | WORK CHANGE ORDER | 630108053 | 0003 | 18.02.2021 | 1662725.02 | 31891028.10 | 33553753.12 | 0306 | FTTx IBD MUMB0306 Shivalaya | 3252602 | SPLICING,JOINTING & TERMINATION-96F | 192 | 192.000 NOS - No. | 112 | 21504 | CHARGES FOR SPLICING,JOINTING & TERMINATION OF 96F FIBRE.
382 | WORK CHANGE ORDER | 630108053 | 0003 | 18.02.2021 | 1662725.02 | 31891028.10 | 33553753.12 | 0306 | FTTx IBD MUMB0306 Shivalaya | 3300512 | SPLICING & TERM OFC,FIXED COST/DAY | 10 | EA - each | 2425 | 24250 | OFC SPLICING&TERMINATION-FIXED COST/DAY#JOB INVOLVES: 1) SPLICING & TERMINATION OF OFC CABLE AS DIRECTED BY EIC. 2) ALL TOOLS AND TACKLES, PPES, CONSUMABLES ARE IN
383 | WORK CHANGE ORDER | 630108053 | 0003 | 18.02.2021 | 1662725.02 | 31891028.10 | 33553753.12 | 0306 | FTTx IBD MUMB0306 Shivalaya | 3098777 | A11102-SELF ADHESIVE LABELS | 400 | 400.000 | 10 | 4000 | 420
384 | WORK CHANGE ORDER | 630108053 | 0003 | 18.02.2021 | 1662725.02 | 31891028.10 | 33553753.12 | 0306 | FTTx IBD MUMB0306 Shivalaya | 3295194 | PREPARATION OF AS BUILT DRAWINGS SBP | 15 | 15 EA - each | 194 | 2910 | AS-BUILT DRAWING FOR ALL WORKS PERFORMED AS PER SCOPE
385 | WORK CHANGE ORDER | 630108053 | 0003 | 18.02.2021 | 1662725.02 | 31891028.10 | 33553753.12 | 0306 | FTTx IBD MUMB0306 Shivalaya | 3111341 | DISPOSAL OF WASTE MATERIALS DEBRIS ETC. | 15 | 15.000 NOS - No. | 679 | 10185 | Collection & disposal of various kinds of unwanted materials / debris
386 | WORK CHANGE ORDER | 630108053 | 0003 | 18.02.2021 | 1662725.02 | 31891028.10 | 33553753.12 | 0306 | FTTx IBD MUMB0306 Shivalaya | 3295891 | MATERIAL STORAGE & SECONDARY TRNSPT | 15 | 15 EA - each | 485 | 7275 | STORAGE AND SECONDARY TRANSPORTATION OF FIM MATERIAL TO BUILDINGS, TO BE CALCULATED PER BUILDING#
387 | WORK CHANGE ORDER | 630108053 | 0003 | 18.02.2021 | 1662725.02 | 31891028.10 | 33553753.12 | 0306 | FTTx IBD MUMB0306 Shivalaya | 3295897 | CHRG: PRE EXECUTION BUILDING SURVEY | 15 | 15 EA - each | 290 | 4350 | PRE EXECUTION BUILDING SURVEY:#THIS IS BUILDING SURVEY BEFORE DEPLOYMENT INSIDE BUILDING DEPLOYMENT/CONSTRUCTION INCLUDES LAYING OF CONDUITS AND OTHER ODN
388 | WORK CHANGE ORDER | 630108053 | 0003 | 18.02.2021 | 1662725.02 | 31891028.10 | 33553753.12 | 0306 | FTTx IBD MUMB0306 Shivalaya | 3318382 | CHRG DRILLING OF HOLE 25MM IN BRICK WALL | 50 | 50 EA - each | 82 | 4100 | CHARGES FOR DRILLING HOLES OF DIAMETER 25MM IN BRICK WALL WITH PROPER DRILL MACHINE AND REINSTATEMENT AFTER CONDUITING TO ENSURE WATER PROOFING OF HOLE.#
389 | WORK CHANGE ORDER | 630108053 | 0003 | 18.02.2021 | 1662725.02 | 31891028.10 | 33553753.12 | 0306 | FTTx IBD MUMB0306 Shivalaya | 3318381 | CHRG DRILLING OF HOLE 40MM IN BRICK WALL | 50 | 50 EA - each | 131 | 6550 | CHARGES FOR DRILLING HOLES OF DIAMETER 40MM IN BRICK WALL WITH PROPER DRILL MACHINE AND REINSTATEMENT AFTER CONDUITING TO ENSURE WATER PROOFING OF HOLE.#
390 | WORK CHANGE ORDER | 630108053 | 0003 | 18.02.2021 | 1662725.02 | 31891028.10 | 33553753.12 | 0306 | FTTx IBD MUMB0306 Shivalaya | 3318200 | CHRG DRILLING OF HOLE 25MM DIA IN RCC | 50 | 50 EA - each | 131 | 6550 | CHARGES FOR DRILLING HOLES OF DIAMETER 25MM IN RCC WITH PROPER DRILL MACHINE AND REINSTATEMENT AFTER CONDUITING TO ENSURE WATER PROOFING OF HOLE.#
391 | WORK CHANGE ORDER | 630108053 | 0003 | 18.02.2021 | 1662725.02 | 31891028.10 | 33553753.12 | 0306 | FTTx IBD MUMB0306 Shivalaya | 3297469 | CHRG:DRILLING OF HOLE 40MM DIA IN RCC | 50 | 50 EA - each | 165 | 8250 | CHARGES FOR DRILLING HOLES OF DIAMETER ~40MM IN RCC WITH PROPER DRILL MACHINE AND REINSTATEMENT AFTER CONDUITING TO ENSURE WATER PROOFING OF HOLE.
392 | WORK CHANGE ORDER | 630108053 | 0003 | 18.02.2021 | 1662725.02 | 31891028.10 | 33553753.12 | 0306 | FTTx IBD MUMB0306 Shivalaya | 3319692 | S&I SIMPLEX PLUG,F/40MM HDPE DUCT | 60 | EA - each | 49 | 2940 | CHARGES FOR SUPPLYING AND FIXING OF SIMPLEX PLUG FOR 40 MM HDPE DUCT#
393 | WORK CHANGE ORDER | 630108053 | 0003 | 18.02.2021 | 1662725.02 | 31891028.10 | 33553753.12 | 0307 | FTTx IBD MUMB0307 Deepankar | 3293883 | CHRG;SHALLOW TRENCH 40 OR 48MM 7WAY DUCT | 50 | 50 M - Meter | 160 | 8000 | EXCAVATION OF SHALLOW TRENCHES MANUALLY/CHIPPING/SLITTING UPTO A DEPTH OF 300 MM, WIDE UP TO 100 MM IN ASPHALT / CONCRETE / TILED SURFACE, LAYING 1 X 40 MM / 1 X 7
394 | WORK CHANGE ORDER | 630108053 | 0003 | 18.02.2021 | 1662725.02 | 31891028.10 | 33553753.12 | 0307 | FTTx IBD MUMB0307 Deepankar | 3314515 | CHRG:SHALLOW TREN 40MM DUCT W/2 NOS | 50 | 50 M - Meter | 160 | 8000 | EXCAVATION OF SHALLOW TRENCHES MANUALLY/CHIPPING/SLITTING IN ASPHALT / CONCRETE / TILED SURFACE, LAYING 2 NOS 40 MM DUCT AND FILLING THE COMPLETE DEPTH, INCLUDING
395 | WORK CHANGE ORDER | 630108053 | 0003 | 18.02.2021 | 1662725.02 | 31891028.10 | 33553753.12 | 0307 | FTTx IBD MUMB0307 Deepankar | 3293878 | CHRG;CLAMPING-1X40MM/1X7WAY MICRO DUCT | 100 | 100M - Meter | 49 | 4900 | CLAMPING OF THE DUCTS 1 X 40 MM / 1 X 7 WAY MICRO DUCT ( 48 MM OD ) ALONG THE WALL WITH THE HELP OF CLAMPING AT EVERY 1 M C/C#
396 | WORK CHANGE ORDER | 630108053 | 0003 | 18.02.2021 | 1662725.02 | 31891028.10 | 33553753.12 | 0307 | FTTx IBD MUMB0307 Deepankar | 3292713 | CHRGS FOR TRANS&INST OF ADSS CABLE-96F | 500 | 500M - Meter | 40 | 20000 | CHARGES FOR TRANSPORTATION & INSTALLATION OF ADSS CABLE- EIC - 96F#
397 | WORK CHANGE ORDER | 630108053 | 0003 | 18.02.2021 | 1662725.02 | 31891028.10 | 33553753.12 | 0307 | FTTx IBD MUMB0307 Deepankar | 3294064 | INSTALLATION 48 F ADSS / FIG 8 CABLE | 1000 | 1,000 | 34 | 34000 | INSTALLATION OF THE AERIAL CABLE (48 F ADSS / FIG 8 ) ALONG WITH THE ACCESSORIES. RATE INCLUDES SURVEY COST AND LOCAL LIASIONING CHARGES.
398 | WORK CHANGE ORDER | 630108053 | 0003 | 18.02.2021 | 1662725.02 | 31891028.10 | 33553753.12 | 0307 | FTTx IBD MUMB0307 Deepankar | 3294065 | INSTALLATION12F ADSS / FIG 8 CABLE | 1500 | 1,500 | 24 | 36000 | INSTALLATION OF THE AERIAL CABLE (12 F ADSS / FIG 8 ) ALONG WITH THE ACCESSORIES. RATE INCLUDES SURVEY COST AND LOCAL LIASIONING CHARGES.
399 | WORK CHANGE ORDER | 630108053 | 0003 | 18.02.2021 | 1662725.02 | 31891028.10 | 33553753.12 | 0307 | FTTx IBD MUMB0307 Deepankar | 3294710 | INSTALLATION 6F ADSS / FIG 8 CABLE | 500 | M - Meter | 19 | 9500 | INSTALLATION OF THE AERIAL CABLE (6 F ADSS / FIG 8 ) ALONG WITH THE ACCESSORIES. RATE INCLUDES SURVEY COST AND LOCAL LIASIONING CHARGES. #
400 | WORK CHANGE ORDER | 630108053 | 0003 | 18.02.2021 | 1662725.02 | 31891028.10 | 33553753.12 | 0307 | FTTx IBD MUMB0307 Deepankar | 3252599 | BLOWING OF 96F | 500 | M - Meter | 15 | 7500 | CHARGES FOR BLOWING OF 96F FIBRE.
401 | WORK CHANGE ORDER | 630108053 | 0003 | 18.02.2021 | 1662725.02 | 31891028.10 | 33553753.12 | 0307 | FTTx IBD MUMB0307 Deepankar | 3294262 | BLOWING / PULLING-48 F | 700 | M - Meter | 10 | 7000 | PULLING/BLOWING OF OFC- 48 F INCLUDING ALL MATERIALS, LABOUR, TOOLS, TACKLES, ETC.. #
402 | WORK CHANGE ORDER | 630108053 | 0003 | 18.02.2021 | 1662725.02 | 31891028.10 | 33553753.12 | 0307 | FTTx IBD MUMB0307 Deepankar | 3294264 | BLOWING / PULLING-12 F | 2000 | 2,000 | 7 | 14000 | PULLING/BLOWING OF OFC-12F INCLUDING ALL MATERIALS, LABOUR, TOOLS, TACKLES, ETC.. #
403 | WORK CHANGE ORDER | 630108053 | 0003 | 18.02.2021 | 1662725.02 | 31891028.10 | 33553753.12 | 0307 | FTTx IBD MUMB0307 Deepankar | 3294265 | BLOWING / PULLING-6 F | 1000 | 1,000 | 5 | 5000 | PULLING/BLOWING OF OFC-6F INCLUDING ALL MATERIALS, LABOUR, TOOLS, TACKLES, ETC.. #
404 | WORK CHANGE ORDER | 630108053 | 0003 | 18.02.2021 | 1662725.02 | 31891028.10 | 33553753.12 | 0307 | FTTx IBD MUMB0307 Deepankar | 3291570 | INSTLTN OF ACCESS CHAMBER 750X400X500 MM | 2 | 2 EA - each | 2328 | 4656 | INSTALLATION OF ACCESS CHAMBERS - SIZE - 750X400X500 MM DEEP.#INCLUDING COVER & LIFTING OF ACCESS CHAMBER-UPTO 50KMS INCLUDING HANDLING ,#EXCAVATION &
405 | WORK CHANGE ORDER | 630108053 | 0003 | 18.02.2021 | 1662725.02 | 31891028.10 | 33553753.12 | 0307 | FTTx IBD MUMB0307 Deepankar | 3314518 | INST OF PULLING CHAMBER 400X400X500MM | 10 | 10 EA - each | 970 | 9700 | INSTALLATION OF PULLING CHAMBERS - SIZE - 400X400X500 MM DEEP ; INCLUDING COVER .#EXCAVATION & BACKFILLING OF PITS ETC AS PER DRAWINGS , SPECIFICATIONS#AND AS
406 | WORK CHANGE ORDER | 630108053 | 0003 | 18.02.2021 | 1662725.02 | 31891028.10 | 33553753.12 | 0307 | FTTx IBD MUMB0307 Deepankar | 3294239 | CHRG;REINST,TRENCH,PCC-1:2:4,GRAVEL 20MM | 1 | 1 M3 - Cubic meter | 5335 | 5335 | CHARGES FOR REINSTATEMENT OF THE TRENCHES / PITS INCLUDING ALL MATERIALS , LABOUR, TOOLS TACKES ETC..BY PCC -1:2:4 GRAVEL SIZE - 20 MM & CURING FOR 7 DAYS. THIS ITEM
407 | WORK CHANGE ORDER | 630108053 | 0003 | 18.02.2021 | 1662725.02 | 31891028.10 | 33553753.12 | 0307 | FTTx IBD MUMB0307 Deepankar | 3291785 | RSTRTN EXCVTD SURFACE- W/COLD BITUMEN | 10 | 10 M - Meter | 1000 | 10000 | CHARGES FOR RESTORATION OF THE EXCAVATED SURFACES USING THE COLD BITUMEN INCLUDING PROPER COMPACTION ETC. ALL COMPLETE INCLUDING ALL MATERIALS TOOLS TACKLES
408 | WORK CHANGE ORDER | 630108053 | 0003 | 18.02.2021 | 1662725.02 | 31891028.10 | 33553753.12 | 0307 | FTTx IBD MUMB0307 Deepankar | 3291786 | RSTRTN EXCVTD SURFACES-W/ HOT BITUMEN | 10 | 10 M - Meter | 383 | 3830 | CHARGES FOR RESTORATION OF THE EXCAVATED SURFACES USING THE HOT BITUMEN INCLUDING PROPER COMPACTION ETC. ALL COMPLETE INCLUDING ALL MATERIALS TOOLS TACKLES
409 | WORK CHANGE ORDER | 630108053 | 0003 | 18.02.2021 | 1662725.02 | 31891028.10 | 33553753.12 | 0307 | FTTx IBD MUMB0307 Deepankar | 3290664 | CHRG F/RESTORATN OF SURF ;W/EXT TILES | 30 | 30 M - Meter | 286 | 8580 | CHARGES FOR RESTORATION OF THE EXCAVATED SURFACES USING THE EXISTING TILES OVER 100 MM THICK CONCRETE BEDDING. THE COST TO INCLUDE THE COST OF THE TILES,
410 | WORK CHANGE ORDER | 630108053 | 0003 | 18.02.2021 | 1662725.02 | 31891028.10 | 33553753.12 | 0307 | FTTx IBD MUMB0307 Deepankar | 3291784 | RSTRTN EXCVTD SURFACE-W/ PAVER BLOCK | 30 | 30 M - Meter | 631 | 18930 | CHARGES FOR RESTORATION OF THE EXCAVATED SURFACE USING NEW INTER LOCKING PAVER BLOCK OVER 100 MM THICK CONCRETE BEDDING. THE COST TO INCLUDE THE COST OF THE
411 | WORK CHANGE ORDER | 630108053 | 0003 | 18.02.2021 | 1662725.02 | 31891028.10 | 33553753.12 | 0307 | FTTx IBD MUMB0307 Deepankar | 3291783 | RESTORATION OF EXCV SURFACE-W/KOTA STONE | 10 | 10 M - Meter | 550 | 5500 | CHARGES FOR RESTORATION OF THE EXCAVATED SURFACE USING NEW KOTA STONE OVER 100 MM THICK CONCRETE BEDDING. THE COST TO INCLUDE THE COST OF THE KOTA STONE ,
412 | WORK CHANGE ORDER | 630108053 | 0003 | 18.02.2021 | 1662725.02 | 31891028.10 | 33553753.12 | 0307 | FTTx IBD MUMB0307 Deepankar | 3290665 | CHRG F/RESTORATN OF SURF ;W/CHEQUED TILE | 30 | 30 M - Meter | 419 | 12570 | CHARGES FOR RESTORATION OF THE EXCAVATED SURFACE USING NEW INTER CHEQUERED TILE OVER 100 MM THICK CONCRETE BEDDING. THE COST TO INCLUDE THE COST OF THE KOTA
413 | WORK CHANGE ORDER | 630108053 | 0003 | 18.02.2021 | 1662725.02 | 31891028.10 | 33553753.12 | 0307 | FTTx IBD MUMB0307 Deepankar | 3171149 | S/FIXING PVC CONDUIT 25 MM | 1000 | 1,000 | 60 | 60000 | S/FIXING PVC CONDUIT 25MM
414 | WORK CHANGE ORDER | 630108053 | 0003 | 18.02.2021 | 1662725.02 | 31891028.10 | 33553753.12 | 0307 | FTTx IBD MUMB0307 Deepankar | 3171151 | S/FIXING PVC CONDUIT 40 MM | 600 | M - Meter | 111 | 66600 | S/FIXING PVC CONDUIT 40 MM
415 | WORK CHANGE ORDER | 630108053 | 0003 | 18.02.2021 | 1662725.02 | 31891028.10 | 33553753.12 | 0307 | FTTx IBD MUMB0307 Deepankar | 3318608 | S&I 25MM PVC CONDUIT USING SCAFFOLDING | 100 | 100M - Meter | 133 | 13300 | SUPPLY AND INSTALLATION OF 25MM OUTER DIA CONDUIT ON EXTERNAL WALL WITH THE HELP OF JHOOLA HOLDING INCLUDING MANPOWER, COUPLERS, BENDS, TEES, SADDLES, CLAMPS,
416 | WORK CHANGE ORDER | 630108053 | 0003 | 18.02.2021 | 1662725.02 | 31891028.10 | 33553753.12 | 0307 | FTTx IBD MUMB0307 Deepankar | 3318609 | S&I 40MM PVC CONDUIT USING SCAFFOLDING | 100 | 100M - Meter | 188 | 18800 | SUPPLY AND INSTALLATION OF 40MM OUTER DIA CONDUIT ON EXTERNAL WALL WITH THE HELP OF JHOOLA HOLDING INCLUDING MANPOWER, COUPLERS, BENDS, TEES, SADDLES, CLAMPS,
417 | WORK CHANGE ORDER | 630108053 | 0003 | 18.02.2021 | 1662725.02 | 31891028.10 | 33553753.12 | 0307 | FTTx IBD MUMB0307 Deepankar | 3206508 | SUP&LAY FLEX PVC CONDUIT DIA 25MM | 200 | M - Meter | 71 | 14200 | Supplying and laying of following sizes of flexible PVC conduit along with conduit accessories complete as required.
418 | WORK CHANGE ORDER | 630108053 | 0003 | 18.02.2021 | 1662725.02 | 31891028.10 | 33553753.12 | 0307 | FTTx IBD MUMB0307 Deepankar | 3206510 | SUP&LAY FLEX PVC CONDUIT DIA 40MM | 150 | M - Meter | 116 | 17400 | Supplying and laying of following sizes of flexible PVC conduit along with conduit
419 | WORK CHANGE ORDER | 630108053 | 0003 | 18.02.2021 | 1662725.02 | 31891028.10 | 33553753.12 | 0307 | FTTx IBD MUMB0307 Deepankar | 3318971 | S&I 25MM FLEXI PVC CONDUIT W/SCAFFOLDING | 100 | 100M - Meter | 144 | 14400 | SUPPLY AND INSTALLATION OF 25MM DIA REINFORCED FLEXIBLE CONDUIT ON EXTERNAL WALL WITH THE HELP OF JHOOLA HOLDING INCLUDING MANPOWER, COUPLERS, BENDS, TEES,
420 | WORK CHANGE ORDER | 630108053 | 0003 | 18.02.2021 | 1662725.02 | 31891028.10 | 33553753.12 | 0307 | FTTx IBD MUMB0307 Deepankar | 3318972 | S&I 40MM FLEXI PVC CONDUIT W/SCAFFOLDING | 100 | 100M - Meter | 194 | 19400 | SUPPLY AND INSTALLATION OF 40MM DIA REINFORCED FLEXIBLE CONDUIT ON EXTERNAL WALL WITH THE HELP OF JHOOLA HOLDING INCLUDING MANPOWER, COUPLERS, BENDS, TEES,
421 | WORK CHANGE ORDER | 630108053 | 0003 | 18.02.2021 | 1662725.02 | 31891028.10 | 33553753.12 | 0307 | FTTx IBD MUMB0307 Deepankar | 3319687 | P&F PVC JUNCTION BOX 40MM,4-WAY | 150 | EA - each | 30 | 4500 | CHARGES FOR SUPPLYING AND FIXING OF PVC JUNCTION BOX 40MM,FOUR WAY IN REQUIRED POSITION ALONG THE LINE OF PVC CONDUIT#
422 | WORK CHANGE ORDER | 630108053 | 0003 | 18.02.2021 | 1662725.02 | 31891028.10 | 33553753.12 | 0307 | FTTx IBD MUMB0307 Deepankar | 3319688 | P&F PVC JUNCTION BOX 40MM,3-WAY | 150 | EA - each | 30 | 4500 | CHARGES FOR SUPPLYING AND FIXING OF PVC JUNCTION BOX 40MM,THREE WAY IN REQUIRED POSITION ALONG THE LINE OF PVC CONDUIT#
423 | WORK CHANGE ORDER | 630108053 | 0003 | 18.02.2021 | 1662725.02 | 31891028.10 | 33553753.12 | 0307 | FTTx IBD MUMB0307 Deepankar | 3192918 | CHRG:S/F:PVC JUNCTION BOX 25MM,4-WAY | 150 | 150EA - each | 19 | 2850 | CHARGES FOR SUPPLYING AND FIXING OF PVC JUNCTION BOX
424 | WORK CHANGE ORDER | 630108053 | 0003 | 18.02.2021 | 1662725.02 | 31891028.10 | 33553753.12 | 0307 | FTTx IBD MUMB0307 Deepankar | 3192917 | CHRG:S/F:PVC JUNCTION BOX 25MM,3-WAY | 150 | 150EA - each | 19 | 2850 | CHARGES FOR SUPPLYING AND FIXING OF PVC JUNCTION BOX
425 | WORK CHANGE ORDER | 630108053 | 0003 | 18.02.2021 | 1662725.02 | 31891028.10 | 33553753.12 | 0307 | FTTx IBD MUMB0307 Deepankar | 3259755 | INSTALLATION OF FDC | 15 | EA - each | 49 | 735 | Installation of Fibre Distribution Cabinet
426 | WORK CHANGE ORDER | 630108053 | 0003 | 18.02.2021 | 1662725.02 | 31891028.10 | 33553753.12 | 0307 | FTTx IBD MUMB0307 Deepankar | 3294022 | INSTALLATION OF FAT (WALL/POLE MOUNTED) | 50 | 50 EA - each | 49 | 2450 | INSTALLATION OF FIBRE ACCESS TERMINAL (WALL/POLE MOUNTED)#
427 | WORK CHANGE ORDER | 630108053 | 0003 | 18.02.2021 | 1662725.02 | 31891028.10 | 33553753.12 | 0307 | FTTx IBD MUMB0307 Deepankar | 3293902 | INSTALLATION LEVEL 1 ( S1 ) SPLITTER | 20 | EA - each | 49 | 980 | INSTALLATION OF FREE ISSUED SPLITTER AT SUGGESTED LOCATION INCLUDING ALL MANPOWER, TOOLS TACKLES, HARDWARES ETC. COMPLETE AS PER THE DRG AND DIRECTION OF
428 | WORK CHANGE ORDER | 630108053 | 0003 | 18.02.2021 | 1662725.02 | 31891028.10 | 33553753.12 | 0307 | FTTx IBD MUMB0307 Deepankar | 3293903 | INSTALLATION LEVEL 2 ( S2 ) SPLITTER | 160 | EA - each | 49 | 7840 | INSTALLATION OF FREE ISSUED SPLITTER AT SUGGESTED LOCATION INCLUDING ALL MANPOWER, TOOLS TACKLES, HARDWARES ETC. COMPLETE AS PER THE DRG AND DIRECTION OF
429 | WORK CHANGE ORDER | 630108053 | 0003 | 18.02.2021 | 1662725.02 | 31891028.10 | 33553753.12 | 0307 | FTTx IBD MUMB0307 Deepankar | 3252601 | SPLICING,JOINTING & TERMINATION-48F | 500 | 500.000 NOS - No. | 112 | 56000 | CHARGES FOR SPLICING,JOINTING & TERMINATION OF 48F FIBRE.
430 | WORK CHANGE ORDER | 630108053 | 0003 | 18.02.2021 | 1662725.02 | 31891028.10 | 33553753.12 | 0307 | FTTx IBD MUMB0307 Deepankar | 3252602 | SPLICING,JOINTING & TERMINATION-96F | 192 | 192.000 NOS - No. | 112 | 21504 | CHARGES FOR SPLICING,JOINTING & TERMINATION OF 96F FIBRE.
431 | WORK CHANGE ORDER | 630108053 | 0003 | 18.02.2021 | 1662725.02 | 31891028.10 | 33553753.12 | 0307 | FTTx IBD MUMB0307 Deepankar | 3300512 | SPLICING & TERM OFC,FIXED COST/DAY | 10 | EA - each | 2425 | 24250 | OFC SPLICING&TERMINATION-FIXED COST/DAY#JOB INVOLVES: 1) SPLICING & TERMINATION OF OFC CABLE AS DIRECTED BY EIC. 2) ALL TOOLS AND TACKLES, PPES, CONSUMABLES ARE IN
432 | WORK CHANGE ORDER | 630108053 | 0003 | 18.02.2021 | 1662725.02 | 31891028.10 | 33553753.12 | 0307 | FTTx IBD MUMB0307 Deepankar | 3098777 | A11102-SELF ADHESIVE LABELS | 400 | 400.000 | 10 | 4000 | 420
433 | WORK CHANGE ORDER | 630108053 | 0003 | 18.02.2021 | 1662725.02 | 31891028.10 | 33553753.12 | 0307 | FTTx IBD MUMB0307 Deepankar | 3295194 | PREPARATION OF AS BUILT DRAWINGS SBP | 15 | 15 EA - each | 194 | 2910 | AS-BUILT DRAWING FOR ALL WORKS PERFORMED AS PER SCOPE
434 | WORK CHANGE ORDER | 630108053 | 0003 | 18.02.2021 | 1662725.02 | 31891028.10 | 33553753.12 | 0307 | FTTx IBD MUMB0307 Deepankar | 3111341 | DISPOSAL OF WASTE MATERIALS DEBRIS ETC. | 15 | 15.000 NOS - No. | 679 | 10185 | Collection & disposal of various kinds of unwanted materials / debris
435 | WORK CHANGE ORDER | 630108053 | 0003 | 18.02.2021 | 1662725.02 | 31891028.10 | 33553753.12 | 0307 | FTTx IBD MUMB0307 Deepankar | 3295891 | MATERIAL STORAGE & SECONDARY TRNSPT | 15 | 15 EA - each | 485 | 7275 | STORAGE AND SECONDARY TRANSPORTATION OF FIM MATERIAL TO BUILDINGS, TO BE CALCULATED PER BUILDING#
436 | WORK CHANGE ORDER | 630108053 | 0003 | 18.02.2021 | 1662725.02 | 31891028.10 | 33553753.12 | 0307 | FTTx IBD MUMB0307 Deepankar | 3295897 | CHRG: PRE EXECUTION BUILDING SURVEY | 15 | 15 EA - each | 290 | 4350 | PRE EXECUTION BUILDING SURVEY:#THIS IS BUILDING SURVEY BEFORE DEPLOYMENT INSIDE BUILDING DEPLOYMENT/CONSTRUCTION INCLUDES LAYING OF CONDUITS AND OTHER ODN
437 | WORK CHANGE ORDER | 630108053 | 0003 | 18.02.2021 | 1662725.02 | 31891028.10 | 33553753.12 | 0307 | FTTx IBD MUMB0307 Deepankar | 3318382 | CHRG DRILLING OF HOLE 25MM IN BRICK WALL | 50 | 50 EA - each | 82 | 4100 | CHARGES FOR DRILLING HOLES OF DIAMETER 25MM IN BRICK WALL WITH PROPER DRILL MACHINE AND REINSTATEMENT AFTER CONDUITING TO ENSURE WATER PROOFING OF HOLE.#
438 | WORK CHANGE ORDER | 630108053 | 0003 | 18.02.2021 | 1662725.02 | 31891028.10 | 33553753.12 | 0307 | FTTx IBD MUMB0307 Deepankar | 3318381 | CHRG DRILLING OF HOLE 40MM IN BRICK WALL | 50 | 50 EA - each | 131 | 6550 | CHARGES FOR DRILLING HOLES OF DIAMETER 40MM IN BRICK WALL WITH PROPER DRILL MACHINE AND REINSTATEMENT AFTER CONDUITING TO ENSURE WATER PROOFING OF HOLE.#
439 | WORK CHANGE ORDER | 630108053 | 0003 | 18.02.2021 | 1662725.02 | 31891028.10 | 33553753.12 | 0307 | FTTx IBD MUMB0307 Deepankar | 3318200 | CHRG DRILLING OF HOLE 25MM DIA IN RCC | 50 | 50 EA - each | 131 | 6550 | CHARGES FOR DRILLING HOLES OF DIAMETER 25MM IN RCC WITH PROPER DRILL MACHINE AND REINSTATEMENT AFTER CONDUITING TO ENSURE WATER PROOFING OF HOLE.#
440 | WORK CHANGE ORDER | 630108053 | 0003 | 18.02.2021 | 1662725.02 | 31891028.10 | 33553753.12 | 0307 | FTTx IBD MUMB0307 Deepankar | 3297469 | CHRG:DRILLING OF HOLE 40MM DIA IN RCC | 50 | 50 EA - each | 165 | 8250 | CHARGES FOR DRILLING HOLES OF DIAMETER ~40MM IN RCC WITH PROPER DRILL MACHINE AND REINSTATEMENT AFTER CONDUITING TO ENSURE WATER PROOFING OF HOLE.
441 | WORK CHANGE ORDER | 630108053 | 0003 | 18.02.2021 | 1662725.02 | 31891028.10 | 33553753.12 | 0307 | FTTx IBD MUMB0307 Deepankar | 3319692 | S&I SIMPLEX PLUG,F/40MM HDPE DUCT | 60 | EA - each | 49 | 2940 | CHARGES FOR SUPPLYING AND FIXING OF SIMPLEX PLUG FOR 40 MM HDPE DUCT#
442 | WORK CHANGE ORDER | 630108053 | 0003 | 18.02.2021 | 1662725.02 | 31891028.10 | 33553753.12 | 0314 | FTTx IBD MUMB0314 Sunset Heights | 3293883 | CHRG;SHALLOW TRENCH 40 OR 48MM 7WAY DUCT | 50 | 50 M - Meter | 160 | 8000 | EXCAVATION OF SHALLOW TRENCHES MANUALLY/CHIPPING/SLITTING UPTO A DEPTH OF 300 MM, WIDE UP TO 100 MM IN ASPHALT / CONCRETE / TILED SURFACE, LAYING 1 X 40 MM / 1 X 7
443 | WORK CHANGE ORDER | 630108053 | 0003 | 18.02.2021 | 1662725.02 | 31891028.10 | 33553753.12 | 0314 | FTTx IBD MUMB0314 Sunset Heights | 3314515 | CHRG:SHALLOW TREN 40MM DUCT W/2 NOS | 50 | 50 M - Meter | 160 | 8000 | EXCAVATION OF SHALLOW TRENCHES MANUALLY/CHIPPING/SLITTING IN ASPHALT / CONCRETE / TILED SURFACE, LAYING 2 NOS 40 MM DUCT AND FILLING THE COMPLETE DEPTH, INCLUDING
444 | WORK CHANGE ORDER | 630108053 | 0003 | 18.02.2021 | 1662725.02 | 31891028.10 | 33553753.12 | 0314 | FTTx IBD MUMB0314 Sunset Heights | 3293878 | CHRG;CLAMPING-1X40MM/1X7WAY MICRO DUCT | 100 | 100M - Meter | 49 | 4900 | CLAMPING OF THE DUCTS 1 X 40 MM / 1 X 7 WAY MICRO DUCT ( 48 MM OD ) ALONG THE WALL WITH THE HELP OF CLAMPING AT EVERY 1 M C/C#
445 | WORK CHANGE ORDER | 630108053 | 0003 | 18.02.2021 | 1662725.02 | 31891028.10 | 33553753.12 | 0314 | FTTx IBD MUMB0314 Sunset Heights | 3292713 | CHRGS FOR TRANS&INST OF ADSS CABLE-96F | 500 | 500M - Meter | 40 | 20000 | CHARGES FOR TRANSPORTATION & INSTALLATION OF ADSS CABLE- EIC - 96F#
446 | WORK CHANGE ORDER | 630108053 | 0003 | 18.02.2021 | 1662725.02 | 31891028.10 | 33553753.12 | 0314 | FTTx IBD MUMB0314 Sunset Heights | 3294064 | INSTALLATION 48 F ADSS / FIG 8 CABLE | 1000 | 1,000 | 34 | 34000 | INSTALLATION OF THE AERIAL CABLE (48 F ADSS / FIG 8 ) ALONG WITH THE ACCESSORIES. RATE INCLUDES SURVEY COST AND LOCAL LIASIONING CHARGES.
447 | WORK CHANGE ORDER | 630108053 | 0003 | 18.02.2021 | 1662725.02 | 31891028.10 | 33553753.12 | 0314 | FTTx IBD MUMB0314 Sunset Heights | 3294065 | INSTALLATION12F ADSS / FIG 8 CABLE | 1500 | 1,500 | 24 | 36000 | INSTALLATION OF THE AERIAL CABLE (12 F ADSS / FIG 8 ) ALONG WITH THE ACCESSORIES. RATE INCLUDES SURVEY COST AND LOCAL LIASIONING CHARGES.
448 | WORK CHANGE ORDER | 630108053 | 0003 | 18.02.2021 | 1662725.02 | 31891028.10 | 33553753.12 | 0314 | FTTx IBD MUMB0314 Sunset Heights | 3294710 | INSTALLATION 6F ADSS / FIG 8 CABLE | 500 | M - Meter | 19 | 9500 | INSTALLATION OF THE AERIAL CABLE (6 F ADSS / FIG 8 ) ALONG WITH THE ACCESSORIES. RATE INCLUDES SURVEY COST AND LOCAL LIASIONING CHARGES. #
449 | WORK CHANGE ORDER | 630108053 | 0003 | 18.02.2021 | 1662725.02 | 31891028.10 | 33553753.12 | 0314 | FTTx IBD MUMB0314 Sunset Heights | 3252599 | BLOWING OF 96F | 500 | M - Meter | 15 | 7500 | CHARGES FOR BLOWING OF 96F FIBRE.
450 | WORK CHANGE ORDER | 630108053 | 0003 | 18.02.2021 | 1662725.02 | 31891028.10 | 33553753.12 | 0314 | FTTx IBD MUMB0314 Sunset Heights | 3294262 | BLOWING / PULLING-48 F | 700 | M - Meter | 10 | 7000 | PULLING/BLOWING OF OFC- 48 F INCLUDING ALL MATERIALS, LABOUR, TOOLS, TACKLES, ETC.. #
451 | WORK CHANGE ORDER | 630108053 | 0003 | 18.02.2021 | 1662725.02 | 31891028.10 | 33553753.12 | 0314 | FTTx IBD MUMB0314 Sunset Heights | 3294264 | BLOWING / PULLING-12 F | 2000 | 2,000 | 7 | 14000 | PULLING/BLOWING OF OFC-12F INCLUDING ALL MATERIALS, LABOUR, TOOLS, TACKLES, ETC.. #
452 | WORK CHANGE ORDER | 630108053 | 0003 | 18.02.2021 | 1662725.02 | 31891028.10 | 33553753.12 | 0314 | FTTx IBD MUMB0314 Sunset Heights | 3294265 | BLOWING / PULLING-6 F | 1000 | 1,000 | 5 | 5000 | PULLING/BLOWING OF OFC-6F INCLUDING ALL MATERIALS, LABOUR, TOOLS, TACKLES, ETC.. #
453 | WORK CHANGE ORDER | 630108053 | 0003 | 18.02.2021 | 1662725.02 | 31891028.10 | 33553753.12 | 0314 | FTTx IBD MUMB0314 Sunset Heights | 3291570 | INSTLTN OF ACCESS CHAMBER 750X400X500 MM | 2 | 2 EA - each | 2328 | 4656 | INSTALLATION OF ACCESS CHAMBERS - SIZE - 750X400X500 MM DEEP.#INCLUDING COVER & LIFTING OF ACCESS CHAMBER-UPTO 50KMS INCLUDING HANDLING ,#EXCAVATION &
454 | WORK CHANGE ORDER | 630108053 | 0003 | 18.02.2021 | 1662725.02 | 31891028.10 | 33553753.12 | 0314 | FTTx IBD MUMB0314 Sunset Heights | 3314518 | INST OF PULLING CHAMBER 400X400X500MM | 10 | 10 EA - each | 970 | 9700 | INSTALLATION OF PULLING CHAMBERS - SIZE - 400X400X500 MM DEEP ; INCLUDING COVER .#EXCAVATION & BACKFILLING OF PITS ETC AS PER DRAWINGS , SPECIFICATIONS#AND AS
455 | WORK CHANGE ORDER | 630108053 | 0003 | 18.02.2021 | 1662725.02 | 31891028.10 | 33553753.12 | 0314 | FTTx IBD MUMB0314 Sunset Heights | 3294239 | CHRG;REINST,TRENCH,PCC-1:2:4,GRAVEL 20MM | 1 | 1 M3 - Cubic meter | 5335 | 5335 | CHARGES FOR REINSTATEMENT OF THE TRENCHES / PITS INCLUDING ALL MATERIALS , LABOUR, TOOLS TACKES ETC..BY PCC -1:2:4 GRAVEL SIZE - 20 MM & CURING FOR 7 DAYS. THIS ITEM
456 | WORK CHANGE ORDER | 630108053 | 0003 | 18.02.2021 | 1662725.02 | 31891028.10 | 33553753.12 | 0314 | FTTx IBD MUMB0314 Sunset Heights | 3291785 | RSTRTN EXCVTD SURFACE- W/COLD BITUMEN | 10 | 10 M - Meter | 1000 | 10000 | CHARGES FOR RESTORATION OF THE EXCAVATED SURFACES USING THE COLD BITUMEN INCLUDING PROPER COMPACTION ETC. ALL COMPLETE INCLUDING ALL MATERIALS TOOLS TACKLES
457 | WORK CHANGE ORDER | 630108053 | 0003 | 18.02.2021 | 1662725.02 | 31891028.10 | 33553753.12 | 0314 | FTTx IBD MUMB0314 Sunset Heights | 3291786 | RSTRTN EXCVTD SURFACES-W/ HOT BITUMEN | 10 | 10 M - Meter | 383 | 3830 | CHARGES FOR RESTORATION OF THE EXCAVATED SURFACES USING THE HOT BITUMEN INCLUDING PROPER COMPACTION ETC. ALL COMPLETE INCLUDING ALL MATERIALS TOOLS TACKLES
458 | WORK CHANGE ORDER | 630108053 | 0003 | 18.02.2021 | 1662725.02 | 31891028.10 | 33553753.12 | 0314 | FTTx IBD MUMB0314 Sunset Heights | 3290664 | CHRG F/RESTORATN OF SURF ;W/EXT TILES | 30 | 30 M - Meter | 286 | 8580 | CHARGES FOR RESTORATION OF THE EXCAVATED SURFACES USING THE EXISTING TILES OVER 100 MM THICK CONCRETE
459 | WORK CHANGE ORDER | 630108053 | 0003 | 18.02.2021 | 1662725.02 | 31891028.10 | 33553753.12 | 0314 | FTTx IBD MUMB0314 Sunset Heights | 3291784 | RSTRTN EXCVTD SURFACE-W/ PAVER BLOCK | 30 | 30 M - Meter | 631 | 18930 | CHARGES FOR RESTORATION OF THE EXCAVATED SURFACE USING NEW INTER LOCKING PAVER BLOCK OVER 100 MM THICK CONCRETE BEDDING. THE COST TO INCLUDE THE COST OF THE
460 | WORK CHANGE ORDER | 630108053 | 0003 | 18.02.2021 | 1662725.02 | 31891028.10 | 33553753.12 | 0314 | FTTx IBD MUMB0314 Sunset Heights | 3291783 | RESTORATION OF EXCV SURFACE-W/KOTA STONE | 10 | 10 M - Meter | 550 | 5500 | CHARGES FOR RESTORATION OF THE EXCAVATED SURFACE USING NEW KOTA STONE OVER 100 MM THICK CONCRETE BEDDING. THE COST TO INCLUDE THE COST OF THE KOTA STONE ,
461 | WORK CHANGE ORDER | 630108053 | 0003 | 18.02.2021 | 1662725.02 | 31891028.10 | 33553753.12 | 0314 | FTTx IBD MUMB0314 Sunset Heights | 3290665 | CHRG F/RESTORATN OF SURF ;W/CHEQUED TILE | 30 | 30 M - Meter | 419 | 12570 | CHARGES FOR RESTORATION OF THE EXCAVATED SURFACE USING NEW INTER CHEQUERED TILE OVER 100 MM THICK CONCRETE BEDDING. THE COST TO INCLUDE THE COST OF THE KOTA
462 | WORK CHANGE ORDER | 630108053 | 0003 | 18.02.2021 | 1662725.02 | 31891028.10 | 33553753.12 | 0314 | FTTx IBD MUMB0314 Sunset Heights | 3171149 | S/FIXING PVC CONDUIT 25 MM | 1000 | 1,000 | 60 | 60000 | S/FIXING PVC CONDUIT 25MM
463 | WORK CHANGE ORDER | 630108053 | 0003 | 18.02.2021 | 1662725.02 | 31891028.10 | 33553753.12 | 0314 | FTTx IBD MUMB0314 Sunset Heights | 3171151 | S/FIXING PVC CONDUIT 40 MM | 600 | M - Meter | 111 | 66600 | S/FIXING PVC CONDUIT 40 MM
464 | WORK CHANGE ORDER | 630108053 | 0003 | 18.02.2021 | 1662725.02 | 31891028.10 | 33553753.12 | 0314 | FTTx IBD MUMB0314 Sunset Heights | 3318608 | S&I 25MM PVC CONDUIT USING SCAFFOLDING | 100 | 100M - Meter | 133 | 13300 | SUPPLY AND INSTALLATION OF 25MM OUTER DIA CONDUIT ON EXTERNAL WALL WITH THE HELP OF JHOOLA HOLDING INCLUDING MANPOWER, COUPLERS, BENDS, TEES, SADDLES, CLAMPS,
465 | WORK CHANGE ORDER | 630108053 | 0003 | 18.02.2021 | 1662725.02 | 31891028.10 | 33553753.12 | 0314 | FTTx IBD MUMB0314 Sunset Heights | 3318609 | S&I 40MM PVC CONDUIT USING SCAFFOLDING | 100 | 100M - Meter | 188 | 18800 | SUPPLY AND INSTALLATION OF 40MM OUTER DIA CONDUIT ON EXTERNAL WALL WITH THE HELP OF JHOOLA HOLDING INCLUDING MANPOWER, COUPLERS, BENDS, TEES, SADDLES, CLAMPS,
466 | WORK CHANGE ORDER | 630108053 | 0003 | 18.02.2021 | 1662725.02 | 31891028.10 | 33553753.12 | 0314 | FTTx IBD MUMB0314 Sunset Heights | 3206508 | SUP&LAY FLEX PVC CONDUIT DIA 25MM | 200 | M - Meter | 71 | 14200 | Supplying and laying of following sizes of flexible PVC conduit along with conduit accessories complete as required.
467 | WORK CHANGE ORDER | 630108053 | 0003 | 18.02.2021 | 1662725.02 | 31891028.10 | 33553753.12 | 0314 | FTTx IBD MUMB0314 Sunset Heights | 3206510 | SUP&LAY FLEX PVC CONDUIT DIA 40MM | 150 | M - Meter | 116 | 17400 | Supplying and laying of following sizes of flexible PVC conduit along with conduit
468 | WORK CHANGE ORDER | 630108053 | 0003 | 18.02.2021 | 1662725.02 | 31891028.10 | 33553753.12 | 0314 | FTTx IBD MUMB0314 Sunset Heights | 3318971 | S&I 25MM FLEXI PVC CONDUIT W/SCAFFOLDING | 100 | 100M - Meter | 144 | 14400 | SUPPLY AND INSTALLATION OF 25MM DIA REINFORCED FLEXIBLE CONDUIT ON EXTERNAL WALL WITH THE HELP OF JHOOLA HOLDING INCLUDING MANPOWER, COUPLERS, BENDS, TEES,
469 | WORK CHANGE ORDER | 630108053 | 0003 | 18.02.2021 | 1662725.02 | 31891028.10 | 33553753.12 | 0314 | FTTx IBD MUMB0314 Sunset Heights | 3318972 | S&I 40MM FLEXI PVC CONDUIT W/SCAFFOLDING | 100 | 100M - Meter | 194 | 19400 | SUPPLY AND INSTALLATION OF 40MM DIA REINFORCED FLEXIBLE CONDUIT ON EXTERNAL WALL WITH THE HELP OF JHOOLA HOLDING INCLUDING MANPOWER, COUPLERS, BENDS, TEES,
470 | WORK CHANGE ORDER | 630108053 | 0003 | 18.02.2021 | 1662725.02 | 31891028.10 | 33553753.12 | 0314 | FTTx IBD MUMB0314 Sunset Heights | 3319687 | P&F PVC JUNCTION BOX 40MM,4-WAY | 150 | EA - each | 30 | 4500 | CHARGES FOR SUPPLYING AND FIXING OF PVC JUNCTION BOX 40MM,FOUR WAY IN REQUIRED POSITION ALONG THE LINE OF PVC CONDUIT#
471 | WORK CHANGE ORDER | 630108053 | 0003 | 18.02.2021 | 1662725.02 | 31891028.10 | 33553753.12 | 0314 | FTTx IBD MUMB0314 Sunset Heights | 3319688 | P&F PVC JUNCTION BOX 40MM,3-WAY | 150 | EA - each | 30 | 4500 | CHARGES FOR SUPPLYING AND FIXING OF PVC JUNCTION BOX 40MM,THREE WAY IN REQUIRED POSITION ALONG THE LINE OF PVC CONDUIT#
472 | WORK CHANGE ORDER | 630108053 | 0003 | 18.02.2021 | 1662725.02 | 31891028.10 | 33553753.12 | 0314 | FTTx IBD MUMB0314 Sunset Heights | 3192918 | CHRG:S/F:PVC JUNCTION BOX 25MM,4-WAY | 150 | 150EA - each | 19 | 2850 | CHARGES FOR SUPPLYING AND FIXING OF PVC JUNCTION BOX
473 | WORK CHANGE ORDER | 630108053 | 0003 | 18.02.2021 | 1662725.02 | 31891028.10 | 33553753.12 | 0314 | FTTx IBD MUMB0314 Sunset Heights | 3192917 | CHRG:S/F:PVC JUNCTION BOX 25MM,3-WAY | 150 | 150EA - each | 19 | 2850 | CHARGES FOR SUPPLYING AND FIXING OF PVC JUNCTION BOX
474 | WORK CHANGE ORDER | 630108053 | 0003 | 18.02.2021 | 1662725.02 | 31891028.10 | 33553753.12 | 0314 | FTTx IBD MUMB0314 Sunset Heights | 3259755 | INSTALLATION OF FDC | 15 | EA - each | 49 | 735 | Installation of Fibre Distribution Cabinet
475 | WORK CHANGE ORDER | 630108053 | 0003 | 18.02.2021 | 1662725.02 | 31891028.10 | 33553753.12 | 0314 | FTTx IBD MUMB0314 Sunset Heights | 3294022 | INSTALLATION OF FAT (WALL/POLE MOUNTED) | 50 | 50 EA - each | 49 | 2450 | INSTALLATION OF FIBRE ACCESS TERMINAL (WALL/POLE MOUNTED)#
476 | WORK CHANGE ORDER | 630108053 | 0003 | 18.02.2021 | 1662725.02 | 31891028.10 | 33553753.12 | 0314 | FTTx IBD MUMB0314 Sunset Heights | 3293902 | INSTALLATION LEVEL 1 ( S1 ) SPLITTER | 20 | EA - each | 49 | 980 | INSTALLATION OF FREE ISSUED SPLITTER AT SUGGESTED LOCATION INCLUDING ALL MANPOWER, TOOLS TACKLES, HARDWARES ETC. COMPLETE AS PER THE DRG AND DIRECTION OF
477 | WORK CHANGE ORDER | 630108053 | 0003 | 18.02.2021 | 1662725.02 | 31891028.10 | 33553753.12 | 0314 | FTTx IBD MUMB0314 Sunset Heights | 3293903 | INSTALLATION LEVEL 2 ( S2 ) SPLITTER | 160 | EA - each | 49 | 7840 | INSTALLATION OF FREE ISSUED SPLITTER AT SUGGESTED LOCATION INCLUDING ALL MANPOWER, TOOLS TACKLES, HARDWARES ETC. COMPLETE AS PER THE DRG AND DIRECTION OF
478 | WORK CHANGE ORDER | 630108053 | 0003 | 18.02.2021 | 1662725.02 | 31891028.10 | 33553753.12 | 0314 | FTTx IBD MUMB0314 Sunset Heights | 3252601 | SPLICING,JOINTING & TERMINATION-48F | 500 | 500.000 NOS - No. | 112 | 56000 | CHARGES FOR SPLICING,JOINTING & TERMINATION OF 48F FIBRE.
479 | WORK CHANGE ORDER | 630108053 | 0003 | 18.02.2021 | 1662725.02 | 31891028.10 | 33553753.12 | 0314 | FTTx IBD MUMB0314 Sunset Heights | 3252602 | SPLICING,JOINTING & TERMINATION-96F | 192 | 192.000 NOS - No. | 112 | 21504 | CHARGES FOR SPLICING,JOINTING & TERMINATION OF 96F FIBRE.
480 | WORK CHANGE ORDER | 630108053 | 0003 | 18.02.2021 | 1662725.02 | 31891028.10 | 33553753.12 | 0314 | FTTx IBD MUMB0314 Sunset Heights | 3300512 | SPLICING & TERM OFC,FIXED COST/DAY | 10 | EA - each | 2425 | 24250 | OFC SPLICING&TERMINATION-FIXED COST/DAY#JOB INVOLVES: 1) SPLICING & TERMINATION OF OFC CABLE AS DIRECTED BY EIC. 2) ALL TOOLS AND TACKLES, PPES, CONSUMABLES ARE IN
481 | WORK CHANGE ORDER | 630108053 | 0003 | 18.02.2021 | 1662725.02 | 31891028.10 | 33553753.12 | 0314 | FTTx IBD MUMB0314 Sunset Heights | 3098777 | A11102-SELF ADHESIVE LABELS | 400 | 400.000 | 10 | 4000 | 420
482 | WORK CHANGE ORDER | 630108053 | 0003 | 18.02.2021 | 1662725.02 | 31891028.10 | 33553753.12 | 0314 | FTTx IBD MUMB0314 Sunset Heights | 3295194 | PREPARATION OF AS BUILT DRAWINGS SBP | 15 | 15 EA - each | 194 | 2910 | AS-BUILT DRAWING FOR ALL WORKS PERFORMED AS PER SCOPE
483 | WORK CHANGE ORDER | 630108053 | 0003 | 18.02.2021 | 1662725.02 | 31891028.10 | 33553753.12 | 0314 | FTTx IBD MUMB0314 Sunset Heights | 3111341 | DISPOSAL OF WASTE MATERIALS DEBRIS ETC. | 15 | 15.000 NOS - No. | 679 | 10185 | Collection & disposal of various kinds of unwanted materials / debris
484 | WORK CHANGE ORDER | 630108053 | 0003 | 18.02.2021 | 1662725.02 | 31891028.10 | 33553753.12 | 0314 | FTTx IBD MUMB0314 Sunset Heights | 3295891 | MATERIAL STORAGE & SECONDARY TRNSPT | 15 | 15 EA - each | 485 | 7275 | STORAGE AND SECONDARY TRANSPORTATION OF FIM MATERIAL TO BUILDINGS, TO BE CALCULATED PER BUILDING#
485 | WORK CHANGE ORDER | 630108053 | 0003 | 18.02.2021 | 1662725.02 | 31891028.10 | 33553753.12 | 0314 | FTTx IBD MUMB0314 Sunset Heights | 3295897 | CHRG: PRE EXECUTION BUILDING SURVEY | 15 | 15 EA - each | 290 | 4350 | PRE EXECUTION BUILDING SURVEY:#THIS IS BUILDING SURVEY BEFORE DEPLOYMENT INSIDE BUILDING DEPLOYMENT/CONSTRUCTION INCLUDES LAYING OF CONDUITS AND OTHER ODN
486 | WORK CHANGE ORDER | 630108053 | 0003 | 18.02.2021 | 1662725.02 | 31891028.10 | 33553753.12 | 0314 | FTTx IBD MUMB0314 Sunset Heights | 3318382 | CHRG DRILLING OF HOLE 25MM IN BRICK WALL | 50 | 50 EA - each | 82 | 4100 | CHARGES FOR DRILLING HOLES OF DIAMETER 25MM IN BRICK WALL WITH PROPER DRILL MACHINE AND REINSTATEMENT AFTER CONDUITING TO ENSURE WATER PROOFING OF HOLE.#
487 | WORK CHANGE ORDER | 630108053 | 0003 | 18.02.2021 | 1662725.02 | 31891028.10 | 33553753.12 | 0314 | FTTx IBD MUMB0314 Sunset Heights | 3318381 | CHRG DRILLING OF HOLE 40MM IN BRICK WALL | 50 | 50 EA - each | 131 | 6550 | CHARGES FOR DRILLING HOLES OF DIAMETER 40MM IN BRICK WALL WITH PROPER DRILL MACHINE AND REINSTATEMENT AFTER CONDUITING TO ENSURE WATER PROOFING OF HOLE.#
488 | WORK CHANGE ORDER | 630108053 | 0003 | 18.02.2021 | 1662725.02 | 31891028.10 | 33553753.12 | 0314 | FTTx IBD MUMB0314 Sunset Heights | 3318200 | CHRG DRILLING OF HOLE 25MM DIA IN RCC | 50 | 50 EA - each | 131 | 6550 | CHARGES FOR DRILLING HOLES OF DIAMETER 25MM IN RCC WITH PROPER DRILL MACHINE AND REINSTATEMENT AFTER CONDUITING TO ENSURE WATER PROOFING OF HOLE.#
489 | WORK CHANGE ORDER | 630108053 | 0003 | 18.02.2021 | 1662725.02 | 31891028.10 | 33553753.12 | 0314 | FTTx IBD MUMB0314 Sunset Heights | 3297469 | CHRG:DRILLING OF HOLE 40MM DIA IN RCC | 50 | 50 EA - each | 165 | 8250 | CHARGES FOR DRILLING HOLES OF DIAMETER ~40MM IN RCC WITH PROPER DRILL MACHINE AND REINSTATEMENT AFTER CONDUITING TO ENSURE WATER PROOFING OF HOLE.
490 | WORK CHANGE ORDER | 630108053 | 0003 | 18.02.2021 | 1662725.02 | 31891028.10 | 33553753.12 | 0314 | FTTx IBD MUMB0314 Sunset Heights | 3319692 | S&I SIMPLEX PLUG,F/40MM HDPE DUCT | 60 | EA - each | 49 | 2940 | CHARGES FOR SUPPLYING AND FIXING OF SIMPLEX PLUG FOR 40 MM HDPE DUCT#
491 | WORK CHANGE ORDER | 630108053 | 0003 | 18.02.2021 | 1662725.02 | 31891028.10 | 33553753.12 | 0316 | FTTx IBD MUMB0316 Dinnath Court | 3293883 | CHRG;SHALLOW TRENCH 40 OR 48MM 7WAY DUCT | 50 | 50 M - Meter | 160 | 8000 | EXCAVATION OF SHALLOW TRENCHES MANUALLY/CHIPPING/SLITTING UPTO A DEPTH OF 300 MM, WIDE UP TO 100 MM IN ASPHALT / CONCRETE / TILED SURFACE, LAYING 1 X 40 MM /
492 | WORK CHANGE ORDER | 630108053 | 0003 | 18.02.2021 | 1662725.02 | 31891028.10 | 33553753.12 | 0316 | FTTx IBD MUMB0316 Dinnath Court | 3314515 | CHRG:SHALLOW TREN 40MM DUCT W/2 NOS | 50 | 50 M - Meter | 160 | 8000 | EXCAVATION OF SHALLOW TRENCHES MANUALLY/CHIPPING/SLITTING IN ASPHALT / CONCRETE / TILED SURFACE, LAYING 2 NOS 40 MM DUCT AND FILLING THE COMPLETE DEPTH, INCLUDING
493 | WORK CHANGE ORDER | 630108053 | 0003 | 18.02.2021 | 1662725.02 | 31891028.10 | 33553753.12 | 0316 | FTTx IBD MUMB0316 Dinnath Court | 3293878 | CHRG;CLAMPING-1X40MM/1X7WAY MICRO DUCT | 100 | 100M - Meter | 49 | 4900 | CLAMPING OF THE DUCTS 1 X 40 MM / 1 X 7 WAY MICRO DUCT ( 48 MM OD ) ALONG THE WALL WITH THE HELP OF CLAMPING AT EVERY 1 M C/C#
494 | WORK CHANGE ORDER | 630108053 | 0003 | 18.02.2021 | 1662725.02 | 31891028.10 | 33553753.12 | 0316 | FTTx IBD MUMB0316 Dinnath Court | 3292713 | CHRGS FOR TRANS&INST OF ADSS CABLE-96F | 500 | 500M - Meter | 40 | 20000 | CHARGES FOR TRANSPORTATION & INSTALLATION OF ADSS CABLE- EIC - 96F#
495 | WORK CHANGE ORDER | 630108053 | 0003 | 18.02.2021 | 1662725.02 | 31891028.10 | 33553753.12 | 0316 | FTTx IBD MUMB0316 Dinnath Court | 3294064 | INSTALLATION 48 F ADSS / FIG 8 CABLE | 1000 | 1,000 | 34 | 34000 | INSTALLATION OF THE AERIAL CABLE (48 F ADSS / FIG 8 ) ALONG WITH THE ACCESSORIES. RATE INCLUDES SURVEY COST AND LOCAL LIASIONING CHARGES.
496 | WORK CHANGE ORDER | 630108053 | 0003 | 18.02.2021 | 1662725.02 | 31891028.10 | 33553753.12 | 0316 | FTTx IBD MUMB0316 Dinnath Court | 3294065 | INSTALLATION12F ADSS / FIG 8 CABLE | 1500 | 1,500 | 24 | 36000 | INSTALLATION OF THE AERIAL CABLE (12 F ADSS / FIG 8 ) ALONG WITH THE ACCESSORIES. RATE INCLUDES SURVEY COST AND LOCAL LIASIONING CHARGES.
497 | WORK CHANGE ORDER | 630108053 | 0003 | 18.02.2021 | 1662725.02 | 31891028.10 | 33553753.12 | 0316 | FTTx IBD MUMB0316 Dinnath Court | 3294710 | INSTALLATION 6F ADSS / FIG 8 CABLE | 500 | M - Meter | 19 | 9500 | INSTALLATION OF THE AERIAL CABLE (6 F ADSS / FIG 8 ) ALONG WITH THE ACCESSORIES. RATE INCLUDES SURVEY COST AND LOCAL LIASIONING CHARGES. #
498 | WORK CHANGE ORDER | 630108053 | 0003 | 18.02.2021 | 1662725.02 | 31891028.10 | 33553753.12 | 0316 | FTTx IBD MUMB0316 Dinnath Court | 3252599 | BLOWING OF 96F | 500 | M - Meter | 15 | 7500 | CHARGES FOR BLOWING OF 96F FIBRE.
499 | WORK CHANGE ORDER | 630108053 | 0003 | 18.02.2021 | 1662725.02 | 31891028.10 | 33553753.12 | 0316 | FTTx IBD MUMB0316 Dinnath Court | 3294262 | BLOWING / PULLING-48 F | 700 | M - Meter | 10 | 7000 | PULLING/BLOWING OF OFC- 48 F INCLUDING ALL MATERIALS, LABOUR, TOOLS, TACKLES, ETC.. #
500 | WORK CHANGE ORDER | 630108053 | 0003 | 18.02.2021 | 1662725.02 | 31891028.10 | 33553753.12 | 0316 | FTTx IBD MUMB0316 Dinnath Court | 3294264 | BLOWING / PULLING-12 F | 2000 | 2,000 | 7 | 14000 | PULLING/BLOWING OF OFC-12F INCLUDING ALL MATERIALS, LABOUR, TOOLS, TACKLES, ETC.. #
501 | WORK CHANGE ORDER | 630108053 | 0003 | 18.02.2021 | 1662725.02 | 31891028.10 | 33553753.12 | 0316 | FTTx IBD MUMB0316 Dinnath Court | 3294265 | BLOWING / PULLING-6 F | 1000 | 1,000 | 5 | 5000 | PULLING/BLOWING OF OFC-6F INCLUDING ALL MATERIALS, LABOUR, TOOLS, TACKLES, ETC.. #
502 | WORK CHANGE ORDER | 630108053 | 0003 | 18.02.2021 | 1662725.02 | 31891028.10 | 33553753.12 | 0316 | FTTx IBD MUMB0316 Dinnath Court | 3291570 | INSTLTN OF ACCESS CHAMBER 750X400X500 MM | 2 | 2 EA - each | 2328 | 4656 | INSTALLATION OF ACCESS CHAMBERS - SIZE - 750X400X500 MM DEEP.#INCLUDING COVER & LIFTING OF ACCESS CHAMBER-UPTO 50KMS INCLUDING HANDLING ,#EXCAVATION &
503 | WORK CHANGE ORDER | 630108053 | 0003 | 18.02.2021 | 1662725.02 | 31891028.10 | 33553753.12 | 0316 | FTTx IBD MUMB0316 Dinnath Court | 3314518 | INST OF PULLING CHAMBER 400X400X500MM | 10 | 10 EA - each | 970 | 9700 | INSTALLATION OF PULLING CHAMBERS - SIZE - 400X400X500 MM DEEP ; INCLUDING COVER .#EXCAVATION & BACKFILLING OF PITS ETC AS PER DRAWINGS , SPECIFICATIONS#AND AS
504 | WORK CHANGE ORDER | 630108053 | 0003 | 18.02.2021 | 1662725.02 | 31891028.10 | 33553753.12 | 0316 | FTTx IBD MUMB0316 Dinnath Court | 3294239 | CHRG;REINST,TRENCH,PCC-1:2:4,GRAVEL 20MM | 1 | 1 M3 - Cubic meter | 5335 | 5335 | CHARGES FOR REINSTATEMENT OF THE TRENCHES / PITS INCLUDING ALL MATERIALS , LABOUR, TOOLS TACKES ETC..BY PCC -1:2:4 GRAVEL SIZE - 20 MM & CURING FOR 7 DAYS. THIS ITEM
505 | WORK CHANGE ORDER | 630108053 | 0003 | 18.02.2021 | 1662725.02 | 31891028.10 | 33553753.12 | 0316 | FTTx IBD MUMB0316 Dinnath Court | 3291785 | RSTRTN EXCVTD SURFACE- W/COLD BITUMEN | 10 | 10 M - Meter | 1000 | 10000 | CHARGES FOR RESTORATION OF THE EXCAVATED SURFACES USING THE COLD BITUMEN INCLUDING PROPER COMPACTION ETC. ALL COMPLETE INCLUDING ALL MATERIALS TOOLS TACKLES
506 | WORK CHANGE ORDER | 630108053 | 0003 | 18.02.2021 | 1662725.02 | 31891028.10 | 33553753.12 | 0316 | FTTx IBD MUMB0316 Dinnath Court | 3291786 | RSTRTN EXCVTD SURFACES-W/ HOT BITUMEN | 10 | 10 M - Meter | 383 | 3830 | CHARGES FOR RESTORATION OF THE EXCAVATED SURFACES USING THE HOT BITUMEN INCLUDING PROPER COMPACTION ETC. ALL COMPLETE INCLUDING ALL MATERIALS TOOLS TACKLES
507 | WORK CHANGE ORDER | 630108053 | 0003 | 18.02.2021 | 1662725.02 | 31891028.10 | 33553753.12 | 0316 | FTTx IBD MUMB0316 Dinnath Court | 3290664 | CHRG F/RESTORATN OF SURF ;W/EXT TILES | 30 | 30 M - Meter | 286 | 8580 | CHARGES FOR RESTORATION OF THE EXCAVATED SURFACES USING THE EXISTING TILES OVER 100 MM THICK CONCRETE BEDDING. THE COST TO INCLUDE THE COST OF THE TILES,
508 | WORK CHANGE ORDER | 630108053 | 0003 | 18.02.2021 | 1662725.02 | 31891028.10 | 33553753.12 | 0316 | FTTx IBD MUMB0316 Dinnath Court | 3291784 | RSTRTN EXCVTD SURFACE-W/ PAVER BLOCK | 30 | 30 M - Meter | 631 | 18930 | CHARGES FOR RESTORATION OF THE EXCAVATED SURFACE USING NEW INTER LOCKING PAVER BLOCK OVER 100 MM THICK CONCRETE BEDDING. THE COST TO INCLUDE THE COST OF THE
509 | WORK CHANGE ORDER | 630108053 | 0003 | 18.02.2021 | 1662725.02 | 31891028.10 | 33553753.12 | 0316 | FTTx IBD MUMB0316 Dinnath Court | 3291783 | RESTORATION OF EXCV SURFACE-W/KOTA STONE | 10 | 10 M - Meter | 550 | 5500 | CHARGES FOR RESTORATION OF THE EXCAVATED SURFACE USING NEW KOTA STONE OVER 100 MM THICK CONCRETE BEDDING. THE COST TO INCLUDE THE COST OF THE KOTA STONE ,
510 | WORK CHANGE ORDER | 630108053 | 0003 | 18.02.2021 | 1662725.02 | 31891028.10 | 33553753.12 | 0316 | FTTx IBD MUMB0316 Dinnath Court | 3290665 | CHRG F/RESTORATN OF SURF ;W/CHEQUED TILE | 30 | 30 M - Meter | 419 | 12570 | CHARGES FOR RESTORATION OF THE EXCAVATED SURFACE USING NEW INTER CHEQUERED TILE OVER 100 MM THICK CONCRETE BEDDING. THE COST TO INCLUDE THE COST OF THE KOTA
511 | WORK CHANGE ORDER | 630108053 | 0003 | 18.02.2021 | 1662725.02 | 31891028.10 | 33553753.12 | 0316 | FTTx IBD MUMB0316 Dinnath Court | 3171149 | S/FIXING PVC CONDUIT 25 MM | 1000 | 1,000 | 60 | 60000 | S/FIXING PVC CONDUIT 25MM
512 | WORK CHANGE ORDER | 630108053 | 0003 | 18.02.2021 | 1662725.02 | 31891028.10 | 33553753.12 | 0316 | FTTx IBD MUMB0316 Dinnath Court | 3171151 | S/FIXING PVC CONDUIT 40 MM | 600 | M - Meter | 111 | 66600 | S/FIXING PVC CONDUIT 40 MM
513 | WORK CHANGE ORDER | 630108053 | 0003 | 18.02.2021 | 1662725.02 | 31891028.10 | 33553753.12 | 0316 | FTTx IBD MUMB0316 Dinnath Court | 3318608 | S&I 25MM PVC CONDUIT USING SCAFFOLDING | 100 | 100M - Meter | 133 | 13300 | SUPPLY AND INSTALLATION OF 25MM OUTER DIA CONDUIT ON EXTERNAL WALL WITH THE HELP OF JHOOLA HOLDING INCLUDING MANPOWER, COUPLERS, BENDS, TEES, SADDLES, CLAMPS,
514 | WORK CHANGE ORDER | 630108053 | 0003 | 18.02.2021 | 1662725.02 | 31891028.10 | 33553753.12 | 0316 | FTTx IBD MUMB0316 Dinnath Court | 3318609 | S&I 40MM PVC CONDUIT USING SCAFFOLDING | 100 | 100M - Meter | 188 | 18800 | SUPPLY AND INSTALLATION OF 40MM OUTER DIA CONDUIT ON EXTERNAL WALL WITH THE HELP OF JHOOLA HOLDING INCLUDING MANPOWER, COUPLERS, BENDS, TEES, SADDLES, CLAMPS,
515 | WORK CHANGE ORDER | 630108053 | 0003 | 18.02.2021 | 1662725.02 | 31891028.10 | 33553753.12 | 0316 | FTTx IBD MUMB0316 Dinnath Court | 3206508 | SUP&LAY FLEX PVC CONDUIT DIA 25MM | 200 | M - Meter | 71 | 14200 | Supplying and laying of following sizes of flexible PVC conduit along with conduit accessories complete as required.
516 | WORK CHANGE ORDER | 630108053 | 0003 | 18.02.2021 | 1662725.02 | 31891028.10 | 33553753.12 | 0316 | FTTx IBD MUMB0316 Dinnath Court | 3206510 | SUP&LAY FLEX PVC CONDUIT DIA 40MM | 150 | M - Meter | 116 | 17400 | Supplying and laying of following sizes of flexible PVC conduit along with conduit
517 | WORK CHANGE ORDER | 630108053 | 0003 | 18.02.2021 | 1662725.02 | 31891028.10 | 33553753.12 | 0316 | FTTx IBD MUMB0316 Dinnath Court | 3318971 | S&I 25MM FLEXI PVC CONDUIT W/SCAFFOLDING | 100 | 100M - Meter | 144 | 14400 | SUPPLY AND INSTALLATION OF 25MM DIA REINFORCED FLEXIBLE CONDUIT ON EXTERNAL WALL WITH THE HELP OF JHOOLA HOLDING INCLUDING MANPOWER, COUPLERS, BENDS, TEES,
518 | WORK CHANGE ORDER | 630108053 | 0003 | 18.02.2021 | 1662725.02 | 31891028.10 | 33553753.12 | 0316 | FTTx IBD MUMB0316 Dinnath Court | 3318972 | S&I 40MM FLEXI PVC CONDUIT W/SCAFFOLDING | 100 | 100M - Meter | 194 | 19400 | SUPPLY AND INSTALLATION OF 40MM DIA REINFORCED FLEXIBLE CONDUIT ON EXTERNAL WALL WITH THE HELP OF JHOOLA HOLDING INCLUDING MANPOWER, COUPLERS, BENDS, TEES,
519 | WORK CHANGE ORDER | 630108053 | 0003 | 18.02.2021 | 1662725.02 | 31891028.10 | 33553753.12 | 0316 | FTTx IBD MUMB0316 Dinnath Court | 3319687 | P&F PVC JUNCTION BOX 40MM,4-WAY | 150 | EA - each | 30 | 4500 | CHARGES FOR SUPPLYING AND FIXING OF PVC JUNCTION BOX 40MM,FOUR WAY IN REQUIRED POSITION ALONG THE LINE OF PVC CONDUIT#
520 | WORK CHANGE ORDER | 630108053 | 0003 | 18.02.2021 | 1662725.02 | 31891028.10 | 33553753.12 | 0316 | FTTx IBD MUMB0316 Dinnath Court | 3319688 | P&F PVC JUNCTION BOX 40MM,3-WAY | 150 | EA - each | 30 | 4500 | CHARGES FOR SUPPLYING AND FIXING OF PVC JUNCTION BOX 40MM,THREE WAY IN REQUIRED POSITION ALONG THE LINE OF PVC CONDUIT#
521 | WORK CHANGE ORDER | 630108053 | 0003 | 18.02.2021 | 1662725.02 | 31891028.10 | 33553753.12 | 0316 | FTTx IBD MUMB0316 Dinnath Court | 3192918 | CHRG:S/F:PVC JUNCTION BOX 25MM,4-WAY | 150 | 150EA - each | 19 | 2850 | CHARGES FOR SUPPLYING AND FIXING OF PVC JUNCTION BOX
522 | WORK CHANGE ORDER | 630108053 | 0003 | 18.02.2021 | 1662725.02 | 31891028.10 | 33553753.12 | 0316 | FTTx IBD MUMB0316 Dinnath Court | 3192917 | CHRG:S/F:PVC JUNCTION BOX 25MM,3-WAY | 150 | 150EA - each | 19 | 2850 | CHARGES FOR SUPPLYING AND FIXING OF PVC JUNCTION BOX
523 | WORK CHANGE ORDER | 630108053 | 0003 | 18.02.2021 | 1662725.02 | 31891028.10 | 33553753.12 | 0316 | FTTx IBD MUMB0316 Dinnath Court | 3259755 | INSTALLATION OF FDC | 15 | EA - each | 49 | 735 | Installation of Fibre Distribution Cabinet
524 | WORK CHANGE ORDER | 630108053 | 0003 | 18.02.2021 | 1662725.02 | 31891028.10 | 33553753.12 | 0316 | FTTx IBD MUMB0316 Dinnath Court | 3294022 | INSTALLATION OF FAT (WALL/POLE MOUNTED) | 50 | 50 EA - each | 49 | 2450 | INSTALLATION OF FIBRE ACCESS TERMINAL (WALL/POLE MOUNTED)#
525 | WORK CHANGE ORDER | 630108053 | 0003 | 18.02.2021 | 1662725.02 | 31891028.10 | 33553753.12 | 0316 | FTTx IBD MUMB0316 Dinnath Court | 3293902 | INSTALLATION LEVEL 1 ( S1 ) SPLITTER | 20 | EA - each | 49 | 980 | INSTALLATION OF FREE ISSUED SPLITTER AT SUGGESTED LOCATION INCLUDING ALL MANPOWER, TOOLS TACKLES, HARDWARES ETC. COMPLETE AS PER THE DRG AND DIRECTION OF
526 | WORK CHANGE ORDER | 630108053 | 0003 | 18.02.2021 | 1662725.02 | 31891028.10 | 33553753.12 | 0316 | FTTx IBD MUMB0316 Dinnath Court | 3293903 | INSTALLATION LEVEL 2 ( S2 ) SPLITTER | 160 | EA - each | 49 | 7840 | INSTALLATION OF FREE ISSUED SPLITTER AT SUGGESTED LOCATION INCLUDING ALL MANPOWER, TOOLS TACKLES, HARDWARES ETC. COMPLETE AS PER THE DRG AND DIRECTION OF
527 | WORK CHANGE ORDER | 630108053 | 0003 | 18.02.2021 | 1662725.02 | 31891028.10 | 33553753.12 | 0316 | FTTx IBD MUMB0316 Dinnath Court | 3252601 | SPLICING,JOINTING & TERMINATION-48F | 500 | 500.000 NOS - No. | 112 | 56000 | CHARGES FOR SPLICING,JOINTING & TERMINATION OF 48F FIBRE.
528 | WORK CHANGE ORDER | 630108053 | 0003 | 18.02.2021 | 1662725.02 | 31891028.10 | 33553753.12 | 0316 | FTTx IBD MUMB0316 Dinnath Court | 3252602 | SPLICING,JOINTING & TERMINATION-96F | 192 | 192.000 NOS - No. | 112 | 21504 | CHARGES FOR SPLICING,JOINTING & TERMINATION OF 96F FIBRE.
529 | WORK CHANGE ORDER | 630108053 | 0003 | 18.02.2021 | 1662725.02 | 31891028.10 | 33553753.12 | 0316 | FTTx IBD MUMB0316 Dinnath Court | 3300512 | SPLICING & TERM OFC,FIXED COST/DAY | 10 | EA - each | 2425 | 24250 | OFC SPLICING&TERMINATION-FIXED COST/DAY#JOB INVOLVES: 1) SPLICING & TERMINATION OF OFC CABLE AS DIRECTED BY EIC. 2) ALL TOOLS AND TACKLES, PPES, CONSUMABLES ARE IN
530 | WORK CHANGE ORDER | 630108053 | 0003 | 18.02.2021 | 1662725.02 | 31891028.10 | 33553753.12 | 0316 | FTTx IBD MUMB0316 Dinnath Court | 3098777 | A11102-SELF ADHESIVE LABELS | 400 | 400.000 | 10 | 4000 | 420
531 | WORK CHANGE ORDER | 630108053 | 0003 | 18.02.2021 | 1662725.02 | 31891028.10 | 33553753.12 | 0316 | FTTx IBD MUMB0316 Dinnath Court | 3295194 | PREPARATION OF AS BUILT DRAWINGS SBP | 15 | 15 EA - each | 194 | 2910 | AS-BUILT DRAWING FOR ALL WORKS PERFORMED AS PER SCOPE
532 | WORK CHANGE ORDER | 630108053 | 0003 | 18.02.2021 | 1662725.02 | 31891028.10 | 33553753.12 | 0316 | FTTx IBD MUMB0316 Dinnath Court | 3111341 | DISPOSAL OF WASTE MATERIALS DEBRIS ETC. | 15 | 15.000 NOS - No. | 679 | 10185 | Collection & disposal of various kinds of unwanted materials / debris
533 | WORK CHANGE ORDER | 630108053 | 0003 | 18.02.2021 | 1662725.02 | 31891028.10 | 33553753.12 | 0316 | FTTx IBD MUMB0316 Dinnath Court | 3295891 | MATERIAL STORAGE & SECONDARY TRNSPT | 15 | 15 EA - each | 485 | 7275 | STORAGE AND SECONDARY TRANSPORTATION OF FIM MATERIAL TO BUILDINGS, TO BE CALCULATED PER BUILDING#
534 | WORK CHANGE ORDER | 630108053 | 0003 | 18.02.2021 | 1662725.02 | 31891028.10 | 33553753.12 | 0316 | FTTx IBD MUMB0316 Dinnath Court | 3295897 | CHRG: PRE EXECUTION BUILDING SURVEY | 15 | 15 EA - each | 290 | 4350 | PRE EXECUTION BUILDING SURVEY:#THIS IS BUILDING SURVEY BEFORE DEPLOYMENT INSIDE BUILDING DEPLOYMENT/CONSTRUCTION INCLUDES LAYING OF CONDUITS AND OTHER ODN
535 | WORK CHANGE ORDER | 630108053 | 0003 | 18.02.2021 | 1662725.02 | 31891028.10 | 33553753.12 | 0316 | FTTx IBD MUMB0316 Dinnath Court | 3318382 | CHRG DRILLING OF HOLE 25MM IN BRICK WALL | 50 | 50 EA - each | 82 | 4100 | CHARGES FOR DRILLING HOLES OF DIAMETER 25MM IN BRICK WALL WITH PROPER DRILL MACHINE AND REINSTATEMENT AFTER CONDUITING TO ENSURE WATER PROOFING OF HOLE.#
536 | WORK CHANGE ORDER | 630108053 | 0003 | 18.02.2021 | 1662725.02 | 31891028.10 | 33553753.12 | 0316 | FTTx IBD MUMB0316 Dinnath Court | 3318381 | CHRG DRILLING OF HOLE 40MM IN BRICK WALL | 50 | 50 EA - each | 131 | 6550 | CHARGES FOR DRILLING HOLES OF DIAMETER 40MM IN BRICK WALL WITH PROPER DRILL MACHINE AND REINSTATEMENT AFTER CONDUITING TO ENSURE WATER PROOFING OF HOLE.#
537 | WORK CHANGE ORDER | 630108053 | 0003 | 18.02.2021 | 1662725.02 | 31891028.10 | 33553753.12 | 0316 | FTTx IBD MUMB0316 Dinnath Court | 3318200 | CHRG DRILLING OF HOLE 25MM DIA IN RCC | 50 | 50 EA - each | 131 | 6550 | CHARGES FOR DRILLING HOLES OF DIAMETER 25MM IN RCC WITH PROPER DRILL MACHINE AND REINSTATEMENT AFTER CONDUITING TO ENSURE WATER PROOFING OF HOLE.#
538 | WORK CHANGE ORDER | 630108053 | 0003 | 18.02.2021 | 1662725.02 | 31891028.10 | 33553753.12 | 0316 | FTTx IBD MUMB0316 Dinnath Court | 3297469 | CHRG:DRILLING OF HOLE 40MM DIA IN RCC | 50 | 50 EA - each | 165 | 8250 | CHARGES FOR DRILLING HOLES OF DIAMETER ~40MM IN RCC WITH PROPER DRILL MACHINE AND REINSTATEMENT AFTER CONDUITING TO ENSURE WATER PROOFING OF HOLE.
539 | WORK CHANGE ORDER | 630108053 | 0003 | 18.02.2021 | 1662725.02 | 31891028.10 | 33553753.12 | 0316 | FTTx IBD MUMB0316 Dinnath Court | 3319692 | S&I SIMPLEX PLUG,F/40MM HDPE DUCT | 60 | EA - each | 49 | 2940 | CHARGES FOR SUPPLYING AND FIXING OF SIMPLEX PLUG FOR 40 MM HDPE DUCT#
540 | WORK CHANGE ORDER | 630108053 | 0003 | 18.02.2021 | 1662725.02 | 31891028.10 | 33553753.12 | 0328 | FTTx IBD MUMB0328 Naperol Tower | 3293883 | CHRG;SHALLOW TRENCH 40 OR 48MM 7WAY DUCT | 50 | 50 M - Meter | 160 | 8000 | EXCAVATION OF SHALLOW TRENCHES MANUALLY/CHIPPING/SLITTING UPTO A DEPTH OF 300 MM, WIDE UP TO 100 MM IN ASPHALT / CONCRETE / TILED SURFACE, LAYING 1 X 40 MM / 1 X 7
541 | WORK CHANGE ORDER | 630108053 | 0003 | 18.02.2021 | 1662725.02 | 31891028.10 | 33553753.12 | 0328 | FTTx IBD MUMB0328 Naperol Tower | 3314515 | CHRG:SHALLOW TREN 40MM DUCT W/2 NOS | 50 | 50 M - Meter | 160 | 8000 | EXCAVATION OF SHALLOW TRENCHES MANUALLY/CHIPPING/SLITTING IN ASPHALT / CONCRETE / TILED SURFACE, LAYING 2 NOS 40 MM DUCT AND FILLING THE COMPLETE DEPTH, INCLUDING
542 | WORK CHANGE ORDER | 630108053 | 0003 | 18.02.2021 | 1662725.02 | 31891028.10 | 33553753.12 | 0328 | FTTx IBD MUMB0328 Naperol Tower | 3293878 | CHRG;CLAMPING-1X40MM/1X7WAY MICRO DUCT | 100 | 100M - Meter | 49 | 4900 | CLAMPING OF THE DUCTS 1 X 40 MM / 1 X 7 WAY MICRO DUCT ( 48 MM OD ) ALONG THE WALL WITH THE HELP OF CLAMPING AT EVERY 1 M C/C#
543 | WORK CHANGE ORDER | 630108053 | 0003 | 18.02.2021 | 1662725.02 | 31891028.10 | 33553753.12 | 0328 | FTTx IBD MUMB0328 Naperol Tower | 3292713 | CHRGS FOR TRANS&INST OF ADSS CABLE-96F | 500 | 500M - Meter | 40 | 20000 | CHARGES FOR TRANSPORTATION & INSTALLATION OF ADSS CABLE- EIC - 96F#
544 | WORK CHANGE ORDER | 630108053 | 0003 | 18.02.2021 | 1662725.02 | 31891028.10 | 33553753.12 | 0328 | FTTx IBD MUMB0328 Naperol Tower | 3294064 | INSTALLATION 48 F ADSS / FIG 8 CABLE | 1000 | 1,000 | 34 | 34000 | INSTALLATION OF THE AERIAL CABLE (48 F ADSS / FIG 8 ) ALONG WITH THE ACCESSORIES. RATE INCLUDES SURVEY COST AND LOCAL LIASIONING CHARGES.
545 | WORK CHANGE ORDER | 630108053 | 0003 | 18.02.2021 | 1662725.02 | 31891028.10 | 33553753.12 | 0328 | FTTx IBD MUMB0328 Naperol Tower | 3294065 | INSTALLATION12F ADSS / FIG 8 CABLE | 1500 | 1,500 | 24 | 36000 | INSTALLATION OF THE AERIAL CABLE (12 F ADSS / FIG 8 ) ALONG WITH THE ACCESSORIES. RATE INCLUDES SURVEY COST AND LOCAL LIASIONING CHARGES.
546 | WORK CHANGE ORDER | 630108053 | 0003 | 18.02.2021 | 1662725.02 | 31891028.10 | 33553753.12 | 0328 | FTTx IBD MUMB0328 Naperol Tower | 3294710 | INSTALLATION 6F ADSS / FIG 8 CABLE | 500 | M - Meter | 19 | 9500 | INSTALLATION OF THE AERIAL CABLE (6 F ADSS / FIG 8 ) ALONG WITH THE ACCESSORIES. RATE INCLUDES SURVEY COST AND LOCAL LIASIONING CHARGES. #
547 | WORK CHANGE ORDER | 630108053 | 0003 | 18.02.2021 | 1662725.02 | 31891028.10 | 33553753.12 | 0328 | FTTx IBD MUMB0328 Naperol Tower | 3252599 | BLOWING OF 96F | 500 | M - Meter | 15 | 7500 | CHARGES FOR BLOWING OF 96F FIBRE.
548 | WORK CHANGE ORDER | 630108053 | 0003 | 18.02.2021 | 1662725.02 | 31891028.10 | 33553753.12 | 0328 | FTTx IBD MUMB0328 Naperol Tower | 3294262 | BLOWING / PULLING-48 F | 700 | M - Meter | 10 | 7000 | PULLING/BLOWING OF OFC- 48 F INCLUDING ALL MATERIALS, LABOUR, TOOLS, TACKLES, ETC.. #
549 | WORK CHANGE ORDER | 630108053 | 0003 | 18.02.2021 | 1662725.02 | 31891028.10 | 33553753.12 | 0328 | FTTx IBD MUMB0328 Naperol Tower | 3294264 | BLOWING / PULLING-12 F | 2000 | 2,000 | 7 | 14000 | PULLING/BLOWING OF OFC-12F INCLUDING ALL MATERIALS, LABOUR, TOOLS, TACKLES, ETC.. #
550 | WORK CHANGE ORDER | 630108053 | 0003 | 18.02.2021 | 1662725.02 | 31891028.10 | 33553753.12 | 0328 | FTTx IBD MUMB0328 Naperol Tower | 3294265 | BLOWING / PULLING-6 F | 1000 | 1,000 | 5 | 5000 | PULLING/BLOWING OF OFC-6F INCLUDING ALL MATERIALS, LABOUR, TOOLS, TACKLES, ETC.. #
551 | WORK CHANGE ORDER | 630108053 | 0003 | 18.02.2021 | 1662725.02 | 31891028.10 | 33553753.12 | 0328 | FTTx IBD MUMB0328 Naperol Tower | 3291570 | INSTLTN OF ACCESS CHAMBER 750X400X500 MM | 2 | 2 EA - each | 2328 | 4656 | INSTALLATION OF ACCESS CHAMBERS - SIZE - 750X400X500 MM DEEP.#INCLUDING COVER & LIFTING OF ACCESS CHAMBER-UPTO 50KMS INCLUDING HANDLING ,#EXCAVATION &
552 | WORK CHANGE ORDER | 630108053 | 0003 | 18.02.2021 | 1662725.02 | 31891028.10 | 33553753.12 | 0328 | FTTx IBD MUMB0328 Naperol Tower | 3314518 | INST OF PULLING CHAMBER 400X400X500MM | 10 | 10 EA - each | 970 | 9700 | INSTALLATION OF PULLING CHAMBERS - SIZE - 400X400X500 MM DEEP ; INCLUDING COVER .#EXCAVATION & BACKFILLING OF PITS ETC AS PER DRAWINGS , SPECIFICATIONS#AND AS
553 | WORK CHANGE ORDER | 630108053 | 0003 | 18.02.2021 | 1662725.02 | 31891028.10 | 33553753.12 | 0328 | FTTx IBD MUMB0328 Naperol Tower | 3294239 | CHRG;REINST,TRENCH,PCC-1:2:4,GRAVEL 20MM | 1 | 1 M3 - Cubic meter | 5335 | 5335 | CHARGES FOR REINSTATEMENT OF THE TRENCHES / PITS INCLUDING ALL MATERIALS , LABOUR, TOOLS TACKES ETC..BY PCC -1:2:4 GRAVEL SIZE - 20 MM & CURING FOR 7 DAYS. THIS ITEM
554 | WORK CHANGE ORDER | 630108053 | 0003 | 18.02.2021 | 1662725.02 | 31891028.10 | 33553753.12 | 0328 | FTTx IBD MUMB0328 Naperol Tower | 3291785 | RSTRTN EXCVTD SURFACE- W/COLD BITUMEN | 10 | 10 M - Meter | 1000 | 10000 | CHARGES FOR RESTORATION OF THE EXCAVATED SURFACES USING THE COLD BITUMEN INCLUDING PROPER COMPACTION ETC. ALL COMPLETE INCLUDING ALL MATERIALS TOOLS TACKLES
555 | WORK CHANGE ORDER | 630108053 | 0003 | 18.02.2021 | 1662725.02 | 31891028.10 | 33553753.12 | 0328 | FTTx IBD MUMB0328 Naperol Tower | 3291786 | RSTRTN EXCVTD SURFACES-W/ HOT BITUMEN | 10 | 10 M - Meter | 383 | 3830 | CHARGES FOR RESTORATION OF THE EXCAVATED SURFACES USING THE HOT BITUMEN INCLUDING PROPER COMPACTION ETC. ALL COMPLETE INCLUDING ALL MATERIALS TOOLS TACKLES
556 | WORK CHANGE ORDER | 630108053 | 0003 | 18.02.2021 | 1662725.02 | 31891028.10 | 33553753.12 | 0328 | FTTx IBD MUMB0328 Naperol Tower | 3290664 | CHRG F/RESTORATN OF SURF ;W/EXT TILES | 30 | 30 M - Meter | 286 | 8580 | CHARGES FOR RESTORATION OF THE EXCAVATED SURFACES USING THE EXISTING TILES OVER 100 MM THICK CONCRETE BEDDING. THE COST TO INCLUDE THE COST OF THE TILES,
557 | WORK CHANGE ORDER | 630108053 | 0003 | 18.02.2021 | 1662725.02 | 31891028.10 | 33553753.12 | 0328 | FTTx IBD MUMB0328 Naperol Tower | 3291784 | RSTRTN EXCVTD SURFACE-W/ PAVER BLOCK | 30 | 30 M - Meter | 631 | 18930 | CHARGES FOR RESTORATION OF THE EXCAVATED SURFACE USING NEW INTER LOCKING PAVER BLOCK OVER 100 MM THICK CONCRETE BEDDING. THE COST TO INCLUDE THE COST OF THE
558 | WORK CHANGE ORDER | 630108053 | 0003 | 18.02.2021 | 1662725.02 | 31891028.10 | 33553753.12 | 0328 | FTTx IBD MUMB0328 Naperol Tower | 3291783 | RESTORATION OF EXCV SURFACE-W/KOTA STONE | 10 | 10 M - Meter | 550 | 5500 | CHARGES FOR RESTORATION OF THE EXCAVATED SURFACE USING NEW KOTA STONE OVER 100 MM THICK CONCRETE BEDDING. THE COST TO INCLUDE THE COST OF THE KOTA STONE ,
559 | WORK CHANGE ORDER | 630108053 | 0003 | 18.02.2021 | 1662725.02 | 31891028.10 | 33553753.12 | 0328 | FTTx IBD MUMB0328 Naperol Tower | 3290665 | CHRG F/RESTORATN OF SURF ;W/CHEQUED TILE | 30 | 30 M - Meter | 419 | 12570 | CHARGES FOR RESTORATION OF THE EXCAVATED SURFACE USING NEW INTER CHEQUERED TILE OVER 100 MM THICK CONCRETE BEDDING. THE COST TO INCLUDE THE COST OF THE KOTA
560 | WORK CHANGE ORDER | 630108053 | 0003 | 18.02.2021 | 1662725.02 | 31891028.10 | 33553753.12 | 0328 | FTTx IBD MUMB0328 Naperol Tower | 3171149 | S/FIXING PVC CONDUIT 25 MM | 1000 | 1,000 | 60 | 60000 | S/FIXING PVC CONDUIT 25MM
561 | WORK CHANGE ORDER | 630108053 | 0003 | 18.02.2021 | 1662725.02 | 31891028.10 | 33553753.12 | 0328 | FTTx IBD MUMB0328 Naperol Tower | 3171151 | S/FIXING PVC CONDUIT 40 MM | 600 | M - Meter | 111 | 66600 | S/FIXING PVC CONDUIT 40 MM
562 | WORK CHANGE ORDER | 630108053 | 0003 | 18.02.2021 | 1662725.02 | 31891028.10 | 33553753.12 | 0328 | FTTx IBD MUMB0328 Naperol Tower | 3318608 | S&I 25MM PVC CONDUIT USING SCAFFOLDING | 100 | 100M - Meter | 133 | 13300 | SUPPLY AND INSTALLATION OF 25MM OUTER DIA CONDUIT ON EXTERNAL WALL WITH THE HELP OF JHOOLA HOLDING INCLUDING MANPOWER, COUPLERS, BENDS, TEES, SADDLES, CLAMPS,
563 | WORK CHANGE ORDER | 630108053 | 0003 | 18.02.2021 | 1662725.02 | 31891028.10 | 33553753.12 | 0328 | FTTx IBD MUMB0328 Naperol Tower | 3318609 | S&I 40MM PVC CONDUIT USING SCAFFOLDING | 100 | 100M - Meter | 188 | 18800 | SUPPLY AND INSTALLATION OF 40MM OUTER DIA CONDUIT ON EXTERNAL WALL WITH THE HELP OF JHOOLA HOLDING INCLUDING MANPOWER, COUPLERS, BENDS, TEES, SADDLES, CLAMPS,
564 | WORK CHANGE ORDER | 630108053 | 0003 | 18.02.2021 | 1662725.02 | 31891028.10 | 33553753.12 | 0328 | FTTx IBD MUMB0328 Naperol Tower | 3206508 | SUP&LAY FLEX PVC CONDUIT DIA 25MM | 200 | M - Meter | 71 | 14200 | Supplying and laying of following sizes of flexible PVC conduit along with conduit accessories complete as required.
565 | WORK CHANGE ORDER | 630108053 | 0003 | 18.02.2021 | 1662725.02 | 31891028.10 | 33553753.12 | 0328 | FTTx IBD MUMB0328 Naperol Tower | 3206510 | SUP&LAY FLEX PVC CONDUIT DIA 40MM | 150 | M - Meter | 116 | 17400 | Supplying and laying of following sizes of flexible PVC conduit along with conduit
566 | WORK CHANGE ORDER | 630108053 | 0003 | 18.02.2021 | 1662725.02 | 31891028.10 | 33553753.12 | 0328 | FTTx IBD MUMB0328 Naperol Tower | 3318971 | S&I 25MM FLEXI PVC CONDUIT W/SCAFFOLDING | 100 | 100M - Meter | 144 | 14400 | SUPPLY AND INSTALLATION OF 25MM DIA REINFORCED FLEXIBLE CONDUIT ON EXTERNAL WALL WITH THE HELP OF JHOOLA HOLDING INCLUDING MANPOWER, COUPLERS, BENDS, TEES,
567 | WORK CHANGE ORDER | 630108053 | 0003 | 18.02.2021 | 1662725.02 | 31891028.10 | 33553753.12 | 0328 | FTTx IBD MUMB0328 Naperol Tower | 3318972 | S&I 40MM FLEXI PVC CONDUIT W/SCAFFOLDING | 100 | 100M - Meter | 194 | 19400 | SUPPLY AND INSTALLATION OF 40MM DIA REINFORCED FLEXIBLE CONDUIT ON EXTERNAL WALL WITH THE HELP OF JHOOLA HOLDING INCLUDING MANPOWER, COUPLERS, BENDS, TEES,
568 | WORK CHANGE ORDER | 630108053 | 0003 | 18.02.2021 | 1662725.02 | 31891028.10 | 33553753.12 | 0328 | FTTx IBD MUMB0328 Naperol Tower | 3319687 | P&F PVC JUNCTION BOX 40MM,4-WAY | 150 | EA - each | 30 | 4500 | CHARGES FOR SUPPLYING AND FIXING OF PVC JUNCTION BOX 40MM,FOUR WAY IN REQUIRED POSITION ALONG THE LINE OF PVC CONDUIT#
569 | WORK CHANGE ORDER | 630108053 | 0003 | 18.02.2021 | 1662725.02 | 31891028.10 | 33553753.12 | 0328 | FTTx IBD MUMB0328 Naperol Tower | 3319688 | P&F PVC JUNCTION BOX 40MM,3-WAY | 150 | EA - each | 30 | 4500 | CHARGES FOR SUPPLYING AND FIXING OF PVC JUNCTION BOX 40MM,THREE WAY IN REQUIRED POSITION ALONG THE LINE OF PVC CONDUIT#
570 | WORK CHANGE ORDER | 630108053 | 0003 | 18.02.2021 | 1662725.02 | 31891028.10 | 33553753.12 | 0328 | FTTx IBD MUMB0328 Naperol Tower | 3192918 | CHRG:S/F:PVC JUNCTION BOX 25MM,4-WAY | 150 | 150EA - each | 19 | 2850 | CHARGES FOR SUPPLYING AND FIXING OF PVC JUNCTION BOX
571 | WORK CHANGE ORDER | 630108053 | 0003 | 18.02.2021 | 1662725.02 | 31891028.10 | 33553753.12 | 0328 | FTTx IBD MUMB0328 Naperol Tower | 3192917 | CHRG:S/F:PVC JUNCTION BOX 25MM,3-WAY | 150 | 150EA - each | 19 | 2850 | CHARGES FOR SUPPLYING AND FIXING OF PVC JUNCTION BOX
572 | WORK CHANGE ORDER | 630108053 | 0003 | 18.02.2021 | 1662725.02 | 31891028.10 | 33553753.12 | 0328 | FTTx IBD MUMB0328 Naperol Tower | 3259755 | INSTALLATION OF FDC | 15 | EA - each | 49 | 735 | Installation of Fibre Distribution Cabinet
573 | WORK CHANGE ORDER | 630108053 | 0003 | 18.02.2021 | 1662725.02 | 31891028.10 | 33553753.12 | 0328 | FTTx IBD MUMB0328 Naperol Tower | 3294022 | INSTALLATION OF FAT (WALL/POLE MOUNTED) | 50 | 50 EA - each | 49 | 2450 | INSTALLATION OF FIBRE ACCESS TERMINAL (WALL/POLE MOUNTED)#
574 | WORK CHANGE ORDER | 630108053 | 0003 | 18.02.2021 | 1662725.02 | 31891028.10 | 33553753.12 | 0328 | FTTx IBD MUMB0328 Naperol Tower | 3293902 | INSTALLATION LEVEL 1 ( S1 ) SPLITTER | 20 | EA - each | 49 | 980 | INSTALLATION OF FREE ISSUED SPLITTER AT SUGGESTED LOCATION INCLUDING ALL MANPOWER, TOOLS TACKLES, HARDWARES ETC. COMPLETE AS PER THE DRG AND DIRECTION OF
575 | WORK CHANGE ORDER | 630108053 | 0003 | 18.02.2021 | 1662725.02 | 31891028.10 | 33553753.12 | 0328 | FTTx IBD MUMB0328 Naperol Tower | 3293903 | INSTALLATION LEVEL 2 ( S2 ) SPLITTER | 160 | EA - each | 49 | 7840 | INSTALLATION OF FREE ISSUED SPLITTER AT SUGGESTED LOCATION INCLUDING ALL MANPOWER, TOOLS TACKLES, HARDWARES ETC. COMPLETE AS PER THE DRG AND DIRECTION OF
576 | WORK CHANGE ORDER | 630108053 | 0003 | 18.02.2021 | 1662725.02 | 31891028.10 | 33553753.12 | 0328 | FTTx IBD MUMB0328 Naperol Tower | 3252601 | SPLICING,JOINTING & TERMINATION-48F | 500 | 500.000 NOS - No. | 112 | 56000 | CHARGES FOR SPLICING,JOINTING & TERMINATION OF 48F FIBRE.
577 | WORK CHANGE ORDER | 630108053 | 0003 | 18.02.2021 | 1662725.02 | 31891028.10 | 33553753.12 | 0328 | FTTx IBD MUMB0328 Naperol Tower | 3252602 | SPLICING,JOINTING & TERMINATION-96F | 192 | 192.000 NOS - No. | 112 | 21504 | CHARGES FOR SPLICING,JOINTING & TERMINATION OF 96F FIBRE.
578 | WORK CHANGE ORDER | 630108053 | 0003 | 18.02.2021 | 1662725.02 | 31891028.10 | 33553753.12 | 0328 | FTTx IBD MUMB0328 Naperol Tower | 3300512 | SPLICING & TERM OFC,FIXED COST/DAY | 10 | EA - each | 2425 | 24250 | OFC SPLICING&TERMINATION-FIXED COST/DAY#JOB INVOLVES: 1) SPLICING & TERMINATION OF OFC CABLE AS DIRECTED BY EIC. 2) ALL TOOLS AND TACKLES, PPES, CONSUMABLES ARE IN
579 | WORK CHANGE ORDER | 630108053 | 0003 | 18.02.2021 | 1662725.02 | 31891028.10 | 33553753.12 | 0328 | FTTx IBD MUMB0328 Naperol Tower | 3098777 | A11102-SELF ADHESIVE LABELS | 400 | 400.000 | 10 | 4000 | 420
580 | WORK CHANGE ORDER | 630108053 | 0003 | 18.02.2021 | 1662725.02 | 31891028.10 | 33553753.12 | 0328 | FTTx IBD MUMB0328 Naperol Tower | 3295194 | PREPARATION OF AS BUILT DRAWINGS SBP | 15 | 15 EA - each | 194 | 2910 | AS-BUILT DRAWING FOR ALL WORKS PERFORMED AS PER SCOPE
581 | WORK CHANGE ORDER | 630108053 | 0003 | 18.02.2021 | 1662725.02 | 31891028.10 | 33553753.12 | 0328 | FTTx IBD MUMB0328 Naperol Tower | 3111341 | DISPOSAL OF WASTE MATERIALS DEBRIS ETC. | 15 | 15.000 NOS - No. | 679 | 10185 | Collection & disposal of various kinds of unwanted materials / debris
582 | WORK CHANGE ORDER | 630108053 | 0003 | 18.02.2021 | 1662725.02 | 31891028.10 | 33553753.12 | 0328 | FTTx IBD MUMB0328 Naperol Tower | 3295891 | MATERIAL STORAGE & SECONDARY TRNSPT | 15 | 15 EA - each | 485 | 7275 | STORAGE AND SECONDARY TRANSPORTATION OF FIM MATERIAL TO BUILDINGS, TO BE CALCULATED PER BUILDING#
583 | WORK CHANGE ORDER | 630108053 | 0003 | 18.02.2021 | 1662725.02 | 31891028.10 | 33553753.12 | 0328 | FTTx IBD MUMB0328 Naperol Tower | 3295897 | CHRG: PRE EXECUTION BUILDING SURVEY | 15 | 15 EA - each | 290 | 4350 | PRE EXECUTION BUILDING SURVEY:#THIS IS BUILDING SURVEY BEFORE DEPLOYMENT INSIDE BUILDING DEPLOYMENT/CONSTRUCTION INCLUDES LAYING OF CONDUITS AND OTHER ODN
584 | WORK CHANGE ORDER | 630108053 | 0003 | 18.02.2021 | 1662725.02 | 31891028.10 | 33553753.12 | 0328 | FTTx IBD MUMB0328 Naperol Tower | 3318382 | CHRG DRILLING OF HOLE 25MM IN BRICK WALL | 50 | 50 EA - each | 82 | 4100 | CHARGES FOR DRILLING HOLES OF DIAMETER 25MM IN BRICK WALL WITH PROPER DRILL MACHINE AND REINSTATEMENT AFTER CONDUITING TO ENSURE WATER PROOFING OF HOLE.#
585 | WORK CHANGE ORDER | 630108053 | 0003 | 18.02.2021 | 1662725.02 | 31891028.10 | 33553753.12 | 0328 | FTTx IBD MUMB0328 Naperol Tower | 3318381 | CHRG DRILLING OF HOLE 40MM IN BRICK WALL | 50 | 50 EA - each | 131 | 6550 | CHARGES FOR DRILLING HOLES OF DIAMETER 40MM IN BRICK WALL WITH PROPER DRILL MACHINE AND REINSTATEMENT AFTER CONDUITING TO ENSURE WATER PROOFING OF HOLE.#
586 | WORK CHANGE ORDER | 630108053 | 0003 | 18.02.2021 | 1662725.02 | 31891028.10 | 33553753.12 | 0328 | FTTx IBD MUMB0328 Naperol Tower | 3318200 | CHRG DRILLING OF HOLE 25MM DIA IN RCC | 50 | 50 EA - each | 131 | 6550 | CHARGES FOR DRILLING HOLES OF DIAMETER 25MM IN RCC WITH PROPER DRILL MACHINE AND REINSTATEMENT AFTER CONDUITING TO ENSURE WATER PROOFING OF HOLE.#
587 | WORK CHANGE ORDER | 630108053 | 0003 | 18.02.2021 | 1662725.02 | 31891028.10 | 33553753.12 | 0328 | FTTx IBD MUMB0328 Naperol Tower | 3297469 | CHRG:DRILLING OF HOLE 40MM DIA IN RCC | 50 | 50 EA - each | 165 | 8250 | CHARGES FOR DRILLING HOLES OF DIAMETER ~40MM IN RCC WITH PROPER DRILL MACHINE AND REINSTATEMENT AFTER CONDUITING TO ENSURE WATER PROOFING OF HOLE.
588 | WORK CHANGE ORDER | 630108053 | 0003 | 18.02.2021 | 1662725.02 | 31891028.10 | 33553753.12 | 0328 | FTTx IBD MUMB0328 Naperol Tower | 3319692 | S&I SIMPLEX PLUG,F/40MM HDPE DUCT | 60 | EA - each | 49 | 2940 | CHARGES FOR SUPPLYING AND FIXING OF SIMPLEX PLUG FOR 40 MM HDPE DUCT#
589 | WORK CHANGE ORDER | 630108053 | 0003 | 18.02.2021 | 1662725.02 | 31891028.10 | 33553753.12 | 0334 | FTTx IBD MUMB0334 Silver Dunes | 3293883 | CHRG;SHALLOW TRENCH 40 OR 48MM 7WAY DUCT | 50 | 50 M - Meter | 160 | 8000 | EXCAVATION OF SHALLOW TRENCHES MANUALLY/CHIPPING/SLITTING UPTO A DEPTH OF 300 MM, WIDE UP TO 100 MM IN ASPHALT / CONCRETE / TILED SURFACE, LAYING 1 X 40 MM / 1 X 7
590 | WORK CHANGE ORDER | 630108053 | 0003 | 18.02.2021 | 1662725.02 | 31891028.10 | 33553753.12 | 0334 | FTTx IBD MUMB0334 Silver Dunes | 3314515 | CHRG:SHALLOW TREN 40MM DUCT W/2 NOS | 50 | 50 M - Meter | 160 | 8000 | EXCAVATION OF SHALLOW TRENCHES MANUALLY/CHIPPING/SLITTING IN ASPHALT / CONCRETE / TILED SURFACE, LAYING 2 NOS 40 MM DUCT AND FILLING THE COMPLETE DEPTH, INCLUDING
591 | WORK CHANGE ORDER | 630108053 | 0003 | 18.02.2021 | 1662725.02 | 31891028.10 | 33553753.12 | 0334 | FTTx IBD MUMB0334 Silver Dunes | 3293878 | CHRG;CLAMPING-1X40MM/1X7WAY MICRO DUCT | 100 | 100M - Meter | 49 | 4900 | CLAMPING OF THE DUCTS 1 X 40 MM / 1 X 7 WAY MICRO DUCT ( 48 MM OD ) ALONG THE WALL WITH THE HELP OF CLAMPING AT EVERY 1 M C/C#
592 | WORK CHANGE ORDER | 630108053 | 0003 | 18.02.2021 | 1662725.02 | 31891028.10 | 33553753.12 | 0334 | FTTx IBD MUMB0334 Silver Dunes | 3292713 | CHRGS FOR TRANS&INST OF ADSS CABLE-96F | 500 | 500M - Meter | 40 | 20000 | CHARGES FOR TRANSPORTATION & INSTALLATION OF ADSS CABLE- EIC - 96F#
593 | WORK CHANGE ORDER | 630108053 | 0003 | 18.02.2021 | 1662725.02 | 31891028.10 | 33553753.12 | 0334 | FTTx IBD MUMB0334 Silver Dunes | 3294064 | INSTALLATION 48 F ADSS / FIG 8 CABLE | 1000 | 1,000 | 34 | 34000 | INSTALLATION OF THE AERIAL CABLE (48 F ADSS / FIG 8 ) ALONG WITH THE ACCESSORIES. RATE INCLUDES SURVEY COST AND LOCAL LIASIONING CHARGES.
594 | WORK CHANGE ORDER | 630108053 | 0003 | 18.02.2021 | 1662725.02 | 31891028.10 | 33553753.12 | 0334 | FTTx IBD MUMB0334 Silver Dunes | 3294065 | INSTALLATION12F ADSS / FIG 8 CABLE | 1500 | 1,500 | 24 | 36000 | INSTALLATION OF THE AERIAL CABLE (12 F ADSS / FIG 8 ) ALONG WITH THE ACCESSORIES. RATE INCLUDES SURVEY COST AND LOCAL LIASIONING CHARGES.
595 | WORK CHANGE ORDER | 630108053 | 0003 | 18.02.2021 | 1662725.02 | 31891028.10 | 33553753.12 | 0334 | FTTx IBD MUMB0334 Silver Dunes | 3294710 | INSTALLATION 6F ADSS / FIG 8 CABLE | 500 | M - Meter | 19 | 9500 | INSTALLATION OF THE AERIAL CABLE (6 F ADSS / FIG 8 ) ALONG WITH THE ACCESSORIES. RATE INCLUDES SURVEY COST AND LOCAL LIASIONING CHARGES. #
596 | WORK CHANGE ORDER | 630108053 | 0003 | 18.02.2021 | 1662725.02 | 31891028.10 | 33553753.12 | 0334 | FTTx IBD MUMB0334 Silver Dunes | 3252599 | BLOWING OF 96F | 500 | M - Meter | 15 | 7500 | CHARGES FOR BLOWING OF 96F FIBRE.
597 | WORK CHANGE ORDER | 630108053 | 0003 | 18.02.2021 | 1662725.02 | 31891028.10 | 33553753.12 | 0334 | FTTx IBD MUMB0334 Silver Dunes | 3294262 | BLOWING / PULLING-48 F | 700 | M - Meter | 10 | 7000 | PULLING/BLOWING OF OFC- 48 F INCLUDING ALL MATERIALS, LABOUR, TOOLS, TACKLES, ETC.. #
598 | WORK CHANGE ORDER | 630108053 | 0003 | 18.02.2021 | 1662725.02 | 31891028.10 | 33553753.12 | 0334 | FTTx IBD MUMB0334 Silver Dunes | 3294264 | BLOWING / PULLING-12 F | 2000 | 2,000 | 7 | 14000 | PULLING/BLOWING OF OFC-12F INCLUDING ALL MATERIALS, LABOUR, TOOLS, TACKLES, ETC.. #
599 | WORK CHANGE ORDER | 630108053 | 0003 | 18.02.2021 | 1662725.02 | 31891028.10 | 33553753.12 | 0334 | FTTx IBD MUMB0334 Silver Dunes | 3294265 | BLOWING / PULLING-6 F | 1000 | 1,000 | 5 | 5000 | PULLING/BLOWING OF OFC-6F INCLUDING ALL MATERIALS, LABOUR, TOOLS, TACKLES, ETC.. #
600 | WORK CHANGE ORDER | 630108053 | 0003 | 18.02.2021 | 1662725.02 | 31891028.10 | 33553753.12 | 0334 | FTTx IBD MUMB0334 Silver Dunes | 3291570 | INSTLTN OF ACCESS CHAMBER 750X400X500 MM | 2 | 2 EA - each | 2328 | 4656 | INSTALLATION OF ACCESS CHAMBERS - SIZE - 750X400X500 MM DEEP.#INCLUDING COVER & LIFTING OF ACCESS CHAMBER-UPTO 50KMS INCLUDING HANDLING ,#EXCAVATION &
601 | WORK CHANGE ORDER | 630108053 | 0003 | 18.02.2021 | 1662725.02 | 31891028.10 | 33553753.12 | 0334 | FTTx IBD MUMB0334 Silver Dunes | 3314518 | INST OF PULLING CHAMBER 400X400X500MM | 10 | 10 EA - each | 970 | 9700 | INSTALLATION OF PULLING CHAMBERS - SIZE - 400X400X500 MM DEEP ; INCLUDING COVER .#EXCAVATION & BACKFILLING OF PITS ETC AS PER DRAWINGS , SPECIFICATIONS#AND AS
602 | WORK CHANGE ORDER | 630108053 | 0003 | 18.02.2021 | 1662725.02 | 31891028.10 | 33553753.12 | 0334 | FTTx IBD MUMB0334 Silver Dunes | 3294239 | CHRG;REINST,TRENCH,PCC-1:2:4,GRAVEL 20MM | 1 | 1 M3 - Cubic meter | 5335 | 5335 | CHARGES FOR REINSTATEMENT OF THE TRENCHES / PITS INCLUDING ALL MATERIALS , LABOUR, TOOLS TACKES ETC..BY PCC -1:2:4 GRAVEL SIZE - 20 MM & CURING FOR 7 DAYS. THIS ITEM
603 | WORK CHANGE ORDER | 630108053 | 0003 | 18.02.2021 | 1662725.02 | 31891028.10 | 33553753.12 | 0334 | FTTx IBD MUMB0334 Silver Dunes | 3291785 | RSTRTN EXCVTD SURFACE- W/COLD BITUMEN | 10 | 10 M - Meter | 1000 | 10000 | CHARGES FOR RESTORATION OF THE EXCAVATED SURFACES USING THE COLD BITUMEN INCLUDING PROPER COMPACTION ETC. ALL COMPLETE INCLUDING ALL MATERIALS TOOLS TACKLES
604 | WORK CHANGE ORDER | 630108053 | 0003 | 18.02.2021 | 1662725.02 | 31891028.10 | 33553753.12 | 0334 | FTTx IBD MUMB0334 Silver Dunes | 3291786 | RSTRTN EXCVTD SURFACES-W/ HOT BITUMEN | 10 | 10 M - Meter | 383 | 3830 | CHARGES FOR RESTORATION OF THE EXCAVATED SURFACES USING THE HOT BITUMEN INCLUDING PROPER COMPACTION ETC. ALL COMPLETE INCLUDING ALL MATERIALS TOOLS TACKLES
605 | WORK CHANGE ORDER | 630108053 | 0003 | 18.02.2021 | 1662725.02 | 31891028.10 | 33553753.12 | 0334 | FTTx IBD MUMB0334 Silver Dunes | 3290664 | CHRG F/RESTORATN OF SURF ;W/EXT TILES | 30 | 30 M - Meter | 286 | 8580 | CHARGES FOR RESTORATION OF THE EXCAVATED SURFACES USING THE EXISTING TILES OVER 100 MM THICK CONCRETE BEDDING. THE COST TO INCLUDE THE COST OF THE TILES,
606 | WORK CHANGE ORDER | 630108053 | 0003 | 18.02.2021 | 1662725.02 | 31891028.10 | 33553753.12 | 0334 | FTTx IBD MUMB0334 Silver Dunes | 3291784 | RSTRTN EXCVTD SURFACE-W/ PAVER BLOCK | 30 | 30 M - Meter | 631 | 18930 | CHARGES FOR RESTORATION OF THE EXCAVATED SURFACE USING NEW INTER LOCKING PAVER BLOCK OVER 100 MM THICK CONCRETE BEDDING. THE COST TO INCLUDE THE COST OF THE
607 | WORK CHANGE ORDER | 630108053 | 0003 | 18.02.2021 | 1662725.02 | 31891028.10 | 33553753.12 | 0334 | FTTx IBD MUMB0334 Silver Dunes | 3291783 | RESTORATION OF EXCV SURFACE-W/KOTA STONE | 10 | 10 M - Meter | 550 | 5500 | CHARGES FOR RESTORATION OF THE EXCAVATED SURFACE USING NEW KOTA STONE OVER 100 MM THICK CONCRETE BEDDING. THE COST TO INCLUDE THE COST OF THE KOTA STONE ,
608 | WORK CHANGE ORDER | 630108053 | 0003 | 18.02.2021 | 1662725.02 | 31891028.10 | 33553753.12 | 0334 | FTTx IBD MUMB0334 Silver Dunes | 3290665 | CHRG F/RESTORATN OF SURF ;W/CHEQUED TILE | 30 | 30 M - Meter | 419 | 12570 | CHARGES FOR RESTORATION OF THE EXCAVATED SURFACE USING NEW INTER CHEQUERED TILE OVER 100 MM THICK CONCRETE BEDDING. THE COST TO INCLUDE THE COST OF THE KOTA
609 | WORK CHANGE ORDER | 630108053 | 0003 | 18.02.2021 | 1662725.02 | 31891028.10 | 33553753.12 | 0334 | FTTx IBD MUMB0334 Silver Dunes | 3171149 | S/FIXING PVC CONDUIT 25 MM | 1000 | 1,000 | 60 | 60000 | S/FIXING PVC CONDUIT 25MM
610 | WORK CHANGE ORDER | 630108053 | 0003 | 18.02.2021 | 1662725.02 | 31891028.10 | 33553753.12 | 0334 | FTTx IBD MUMB0334 Silver Dunes | 3171151 | S/FIXING PVC CONDUIT 40 MM | 600 | M - Meter | 111 | 66600 | S/FIXING PVC CONDUIT 40 MM
611 | WORK CHANGE ORDER | 630108053 | 0003 | 18.02.2021 | 1662725.02 | 31891028.10 | 33553753.12 | 0334 | FTTx IBD MUMB0334 Silver Dunes | 3318608 | S&I 25MM PVC CONDUIT USING SCAFFOLDING | 100 | 100M - Meter | 133 | 13300 | SUPPLY AND INSTALLATION OF 25MM OUTER DIA CONDUIT ON EXTERNAL WALL WITH THE HELP OF JHOOLA HOLDING INCLUDING MANPOWER, COUPLERS, BENDS, TEES, SADDLES, CLAMPS,
612 | WORK CHANGE ORDER | 630108053 | 0003 | 18.02.2021 | 1662725.02 | 31891028.10 | 33553753.12 | 0334 | FTTx IBD MUMB0334 Silver Dunes | 3318609 | S&I 40MM PVC CONDUIT USING SCAFFOLDING | 100 | 100M - Meter | 188 | 18800 | SUPPLY AND INSTALLATION OF 40MM OUTER DIA CONDUIT ON EXTERNAL WALL WITH THE HELP OF JHOOLA HOLDING INCLUDING MANPOWER, COUPLERS, BENDS, TEES, SADDLES, CLAMPS,
613 | WORK CHANGE ORDER | 630108053 | 0003 | 18.02.2021 | 1662725.02 | 31891028.10 | 33553753.12 | 0334 | FTTx IBD MUMB0334 Silver Dunes | 3206508 | SUP&LAY FLEX PVC CONDUIT DIA 25MM | 200 | M - Meter | 71 | 14200 | Supplying and laying of following sizes of flexible PVC conduit along with conduit accessories complete as required.
614 | WORK CHANGE ORDER | 630108053 | 0003 | 18.02.2021 | 1662725.02 | 31891028.10 | 33553753.12 | 0334 | FTTx IBD MUMB0334 Silver Dunes | 3206510 | SUP&LAY FLEX PVC CONDUIT DIA 40MM | 150 | M - Meter | 116 | 17400 | Supplying and laying of following sizes of flexible PVC conduit along with conduit
615 | WORK CHANGE ORDER | 630108053 | 0003 | 18.02.2021 | 1662725.02 | 31891028.10 | 33553753.12 | 0334 | FTTx IBD MUMB0334 Silver Dunes | 3318971 | S&I 25MM FLEXI PVC CONDUIT W/SCAFFOLDING | 100 | 100M - Meter | 144 | 14400 | SUPPLY AND INSTALLATION OF 25MM DIA REINFORCED FLEXIBLE CONDUIT ON EXTERNAL WALL WITH THE HELP OF JHOOLA HOLDING INCLUDING MANPOWER, COUPLERS, BENDS, TEES,
616 | WORK CHANGE ORDER | 630108053 | 0003 | 18.02.2021 | 1662725.02 | 31891028.10 | 33553753.12 | 0334 | FTTx IBD MUMB0334 Silver Dunes | 3318972 | S&I 40MM FLEXI PVC CONDUIT W/SCAFFOLDING | 100 | 100M - Meter | 194 | 19400 | SUPPLY AND INSTALLATION OF 40MM DIA REINFORCED FLEXIBLE CONDUIT ON EXTERNAL WALL WITH THE HELP OF JHOOLA HOLDING INCLUDING MANPOWER, COUPLERS, BENDS, TEES,
617 | WORK CHANGE ORDER | 630108053 | 0003 | 18.02.2021 | 1662725.02 | 31891028.10 | 33553753.12 | 0334 | FTTx IBD MUMB0334 Silver Dunes | 3319687 | P&F PVC JUNCTION BOX 40MM,4-WAY | 150 | EA - each | 30 | 4500 | CHARGES FOR SUPPLYING AND FIXING OF PVC JUNCTION BOX 40MM,FOUR WAY IN REQUIRED POSITION ALONG THE LINE OF PVC CONDUIT#
618 | WORK CHANGE ORDER | 630108053 | 0003 | 18.02.2021 | 1662725.02 | 31891028.10 | 33553753.12 | 0334 | FTTx IBD MUMB0334 Silver Dunes | 3319688 | P&F PVC JUNCTION BOX 40MM,3-WAY | 150 | EA - each | 30 | 4500 | CHARGES FOR SUPPLYING AND FIXING OF PVC JUNCTION BOX 40MM,THREE WAY IN REQUIRED POSITION ALONG THE LINE OF PVC CONDUIT#
619 | WORK CHANGE ORDER | 630108053 | 0003 | 18.02.2021 | 1662725.02 | 31891028.10 | 33553753.12 | 0334 | FTTx IBD MUMB0334 Silver Dunes | 3192918 | CHRG:S/F:PVC JUNCTION BOX 25MM,4-WAY | 150 | 150EA - each | 19 | 2850 | CHARGES FOR SUPPLYING AND FIXING OF PVC JUNCTION BOX
620 | WORK CHANGE ORDER | 630108053 | 0003 | 18.02.2021 | 1662725.02 | 31891028.10 | 33553753.12 | 0334 | FTTx IBD MUMB0334 Silver Dunes | 3192917 | CHRG:S/F:PVC JUNCTION BOX 25MM,3-WAY | 150 | 150EA - each | 19 | 2850 | CHARGES FOR SUPPLYING AND FIXING OF PVC JUNCTION BOX
621 | WORK CHANGE ORDER | 630108053 | 0003 | 18.02.2021 | 1662725.02 | 31891028.10 | 33553753.12 | 0334 | FTTx IBD MUMB0334 Silver Dunes | 3259755 | INSTALLATION OF FDC | 15 | EA - each | 49 | 735 | Installation of Fibre Distribution Cabinet
622 | WORK CHANGE ORDER | 630108053 | 0003 | 18.02.2021 | 1662725.02 | 31891028.10 | 33553753.12 | 0334 | FTTx IBD MUMB0334 Silver Dunes | 3294022 | INSTALLATION OF FAT (WALL/POLE MOUNTED) | 50 | 50 EA - each | 49 | 2450 | INSTALLATION OF FIBRE ACCESS TERMINAL (WALL/POLE MOUNTED)#
623 | WORK CHANGE ORDER | 630108053 | 0003 | 18.02.2021 | 1662725.02 | 31891028.10 | 33553753.12 | 0334 | FTTx IBD MUMB0334 Silver Dunes | 3293902 | INSTALLATION LEVEL 1 ( S1 ) SPLITTER | 20 | EA - each | 49 | 980 | INSTALLATION OF FREE ISSUED SPLITTER AT SUGGESTED LOCATION INCLUDING ALL MANPOWER, TOOLS TACKLES, HARDWARES ETC. COMPLETE AS PER THE DRG AND DIRECTION OF
624 | WORK CHANGE ORDER | 630108053 | 0003 | 18.02.2021 | 1662725.02 | 31891028.10 | 33553753.12 | 0334 | FTTx IBD MUMB0334 Silver Dunes | 3293903 | INSTALLATION LEVEL 2 ( S2 ) SPLITTER | 160 | EA - each | 49 | 7840 | INSTALLATION OF FREE ISSUED SPLITTER AT SUGGESTED LOCATION INCLUDING ALL MANPOWER, TOOLS TACKLES, HARDWARES ETC. COMPLETE AS PER THE DRG AND DIRECTION OF
625 | WORK CHANGE ORDER | 630108053 | 0003 | 18.02.2021 | 1662725.02 | 31891028.10 | 33553753.12 | 0334 | FTTx IBD MUMB0334 Silver Dunes | 3252601 | SPLICING,JOINTING & TERMINATION-48F | 500 | 500.000 NOS - No. | 112 | 56000 | CHARGES FOR SPLICING,JOINTING & TERMINATION OF 48F FIBRE.
626 | WORK CHANGE ORDER | 630108053 | 0003 | 18.02.2021 | 1662725.02 | 31891028.10 | 33553753.12 | 0334 | FTTx IBD MUMB0334 Silver Dunes | 3252602 | SPLICING,JOINTING & TERMINATION-96F | 192 | 192.000 NOS - No. | 112 | 21504 | CHARGES FOR SPLICING,JOINTING & TERMINATION OF 96F FIBRE.
627 | WORK CHANGE ORDER | 630108053 | 0003 | 18.02.2021 | 1662725.02 | 31891028.10 | 33553753.12 | 0334 | FTTx IBD MUMB0334 Silver Dunes | 3300512 | SPLICING & TERM OFC,FIXED COST/DAY | 10 | EA - each | 2425 | 24250 | OFC SPLICING&TERMINATION-FIXED COST/DAY#JOB INVOLVES: 1) SPLICING & TERMINATION OF OFC CABLE AS DIRECTED BY EIC. 2) ALL TOOLS AND TACKLES, PPES, CONSUMABLES ARE IN
628 | WORK CHANGE ORDER | 630108053 | 0003 | 18.02.2021 | 1662725.02 | 31891028.10 | 33553753.12 | 0334 | FTTx IBD MUMB0334 Silver Dunes | 3098777 | A11102-SELF ADHESIVE LABELS | 400 | 400.000 | 10 | 4000 | 420
629 | WORK CHANGE ORDER | 630108053 | 0003 | 18.02.2021 | 1662725.02 | 31891028.10 | 33553753.12 | 0334 | FTTx IBD MUMB0334 Silver Dunes | 3295194 | PREPARATION OF AS BUILT DRAWINGS SBP | 15 | 15 EA - each | 194 | 2910 | AS-BUILT DRAWING FOR ALL WORKS PERFORMED AS PER SCOPE
630 | WORK CHANGE ORDER | 630108053 | 0003 | 18.02.2021 | 1662725.02 | 31891028.10 | 33553753.12 | 0334 | FTTx IBD MUMB0334 Silver Dunes | 3111341 | DISPOSAL OF WASTE MATERIALS DEBRIS ETC. | 15 | 15.000 NOS - No. | 679 | 10185 | Collection & disposal of various kinds of unwanted materials / debris
631 | WORK CHANGE ORDER | 630108053 | 0003 | 18.02.2021 | 1662725.02 | 31891028.10 | 33553753.12 | 0334 | FTTx IBD MUMB0334 Silver Dunes | 3295891 | MATERIAL STORAGE & SECONDARY TRNSPT | 15 | 15 EA - each | 485 | 7275 | STORAGE AND SECONDARY TRANSPORTATION OF FIM MATERIAL TO BUILDINGS, TO BE CALCULATED PER BUILDING#
632 | WORK CHANGE ORDER | 630108053 | 0003 | 18.02.2021 | 1662725.02 | 31891028.10 | 33553753.12 | 0334 | FTTx IBD MUMB0334 Silver Dunes | 3295897 | CHRG: PRE EXECUTION BUILDING SURVEY | 15 | 15 EA - each | 290 | 4350 | PRE EXECUTION BUILDING SURVEY:#THIS IS BUILDING SURVEY BEFORE DEPLOYMENT INSIDE BUILDING DEPLOYMENT/CONSTRUCTION INCLUDES LAYING OF CONDUITS AND OTHER ODN
633 | WORK CHANGE ORDER | 630108053 | 0003 | 18.02.2021 | 1662725.02 | 31891028.10 | 33553753.12 | 0334 | FTTx IBD MUMB0334 Silver Dunes | 3318382 | CHRG DRILLING OF HOLE 25MM IN BRICK WALL | 50 | 50 EA - each | 82 | 4100 | CHARGES FOR DRILLING HOLES OF DIAMETER 25MM IN BRICK WALL WITH PROPER DRILL MACHINE AND REINSTATEMENT AFTER CONDUITING TO ENSURE WATER PROOFING OF HOLE.#
634 | WORK CHANGE ORDER | 630108053 | 0003 | 18.02.2021 | 1662725.02 | 31891028.10 | 33553753.12 | 0334 | FTTx IBD MUMB0334 Silver Dunes | 3318381 | CHRG DRILLING OF HOLE 40MM IN BRICK WALL | 50 | 50 EA - each | 131 | 6550 | CHARGES FOR DRILLING HOLES OF DIAMETER 40MM IN BRICK WALL WITH PROPER DRILL MACHINE AND REINSTATEMENT AFTER CONDUITING TO ENSURE WATER PROOFING OF HOLE.#
635 | WORK CHANGE ORDER | 630108053 | 0003 | 18.02.2021 | 1662725.02 | 31891028.10 | 33553753.12 | 0334 | FTTx IBD MUMB0334 Silver Dunes | 3318200 | CHRG DRILLING OF HOLE 25MM DIA IN RCC | 50 | 50 EA - each | 131 | 6550 | CHARGES FOR DRILLING HOLES OF DIAMETER 25MM IN RCC WITH PROPER DRILL MACHINE AND REINSTATEMENT AFTER CONDUITING TO ENSURE WATER PROOFING OF HOLE.#
636 | WORK CHANGE ORDER | 630108053 | 0003 | 18.02.2021 | 1662725.02 | 31891028.10 | 33553753.12 | 0334 | FTTx IBD MUMB0334 Silver Dunes | 3297469 | CHRG:DRILLING OF HOLE 40MM DIA IN RCC | 50 | 50 EA - each | 165 | 8250 | CHARGES FOR DRILLING HOLES OF DIAMETER ~40MM IN RCC WITH PROPER DRILL MACHINE AND REINSTATEMENT AFTER CONDUITING TO ENSURE WATER PROOFING OF HOLE.
637 | WORK CHANGE ORDER | 630108053 | 0003 | 18.02.2021 | 1662725.02 | 31891028.10 | 33553753.12 | 0334 | FTTx IBD MUMB0334 Silver Dunes | 3319692 | S&I SIMPLEX PLUG,F/40MM HDPE DUCT | 60 | EA - each | 49 | 2940 | CHARGES FOR SUPPLYING AND FIXING OF SIMPLEX PLUG FOR 40 MM HDPE DUCT#
638 | WORK CHANGE ORDER | 630108053 | 0003 | 18.02.2021 | 1662725.02 | 31891028.10 | 33553753.12 | 0335 | FTTx IBD MUMB0335 Seaface SRA | 3293883 | CHRG;SHALLOW TRENCH 40 OR 48MM 7WAY DUCT | 50 | 50 M - Meter | 160 | 8000 | EXCAVATION OF SHALLOW TRENCHES MANUALLY/CHIPPING/SLITTING UPTO A DEPTH OF 300 MM, WIDE UP TO 100 MM IN ASPHALT / CONCRETE / TILED SURFACE, LAYING 1 X 40 MM / 1 X 7
639 | WORK CHANGE ORDER | 630108053 | 0003 | 18.02.2021 | 1662725.02 | 31891028.10 | 33553753.12 | 0335 | FTTx IBD MUMB0335 Seaface SRA | 3314515 | CHRG:SHALLOW TREN 40MM DUCT W/2 NOS | 50 | 50 M - Meter | 160 | 8000 | EXCAVATION OF SHALLOW TRENCHES MANUALLY/CHIPPING/SLITTING IN ASPHALT / CONCRETE / TILED SURFACE, LAYING 2 NOS 40 MM DUCT AND FILLING THE COMPLETE DEPTH, INCLUDING
640 | WORK CHANGE ORDER | 630108053 | 0003 | 18.02.2021 | 1662725.02 | 31891028.10 | 33553753.12 | 0335 | FTTx IBD MUMB0335 Seaface SRA | 3293878 | CHRG;CLAMPING-1X40MM/1X7WAY MICRO DUCT | 100 | 100M - Meter | 49 | 4900 | CLAMPING OF THE DUCTS 1 X 40 MM / 1 X 7 WAY MICRO DUCT ( 48 MM OD ) ALONG THE WALL WITH THE HELP OF CLAMPING AT EVERY 1 M C/C#
641 | WORK CHANGE ORDER | 630108053 | 0003 | 18.02.2021 | 1662725.02 | 31891028.10 | 33553753.12 | 0335 | FTTx IBD MUMB0335 Seaface SRA | 3292713 | CHRGS FOR TRANS&INST OF ADSS CABLE-96F | 500 | 500M - Meter | 40 | 20000 | CHARGES FOR TRANSPORTATION & INSTALLATION OF ADSS CABLE- EIC - 96F#
642 | WORK CHANGE ORDER | 630108053 | 0003 | 18.02.2021 | 1662725.02 | 31891028.10 | 33553753.12 | 0335 | FTTx IBD MUMB0335 Seaface SRA | 3294064 | INSTALLATION 48 F ADSS / FIG 8 CABLE | 1000 | 1,000 | 34 | 34000 | INSTALLATION OF THE AERIAL CABLE (48 F ADSS / FIG 8 ) ALONG WITH THE ACCESSORIES. RATE INCLUDES SURVEY COST AND LOCAL LIASIONING CHARGES.
643 | WORK CHANGE ORDER | 630108053 | 0003 | 18.02.2021 | 1662725.02 | 31891028.10 | 33553753.12 | 0335 | FTTx IBD MUMB0335 Seaface SRA | 3294065 | INSTALLATION12F ADSS / FIG 8 CABLE | 1500 | 1,500 | 24 | 36000 | INSTALLATION OF THE AERIAL CABLE (12 F ADSS / FIG 8 ) ALONG WITH THE ACCESSORIES. RATE INCLUDES SURVEY COST AND LOCAL LIASIONING CHARGES.
644 | WORK CHANGE ORDER | 630108053 | 0003 | 18.02.2021 | 1662725.02 | 31891028.10 | 33553753.12 | 0335 | FTTx IBD MUMB0335 Seaface SRA | 3294710 | INSTALLATION 6F ADSS / FIG 8 CABLE | 500 | M - Meter | 19 | 9500 | INSTALLATION OF THE AERIAL CABLE (6 F ADSS / FIG 8 ) ALONG WITH THE ACCESSORIES. RATE INCLUDES SURVEY COST AND LOCAL LIASIONING CHARGES. #
645 | WORK CHANGE ORDER | 630108053 | 0003 | 18.02.2021 | 1662725.02 | 31891028.10 | 33553753.12 | 0335 | FTTx IBD MUMB0335 Seaface SRA | 3252599 | BLOWING OF 96F | 500 | M - Meter | 15 | 7500 | CHARGES FOR BLOWING OF 96F FIBRE.
646 | WORK CHANGE ORDER | 630108053 | 0003 | 18.02.2021 | 1662725.02 | 31891028.10 | 33553753.12 | 0335 | FTTx IBD MUMB0335 Seaface SRA | 3294262 | BLOWING / PULLING-48 F | 700 | M - Meter | 10 | 7000 | PULLING/BLOWING OF OFC- 48 F INCLUDING ALL MATERIALS, LABOUR, TOOLS, TACKLES, ETC.. #
647 | WORK CHANGE ORDER | 630108053 | 0003 | 18.02.2021 | 1662725.02 | 31891028.10 | 33553753.12 | 0335 | FTTx IBD MUMB0335 Seaface SRA | 3294264 | BLOWING / PULLING-12 F | 2000 | 2,000 | 7 | 14000 | PULLING/BLOWING OF OFC-12F INCLUDING ALL MATERIALS, LABOUR, TOOLS, TACKLES, ETC.. #
648 | WORK CHANGE ORDER | 630108053 | 0003 | 18.02.2021 | 1662725.02 | 31891028.10 | 33553753.12 | 0335 | FTTx IBD MUMB0335 Seaface SRA | 3294265 | BLOWING / PULLING-6 F | 1000 | 1,000 | 5 | 5000 | PULLING/BLOWING OF OFC-6F INCLUDING ALL MATERIALS, LABOUR, TOOLS, TACKLES, ETC.. #
649 | WORK CHANGE ORDER | 630108053 | 0003 | 18.02.2021 | 1662725.02 | 31891028.10 | 33553753.12 | 0335 | FTTx IBD MUMB0335 Seaface SRA | 3291570 | INSTLTN OF ACCESS CHAMBER 750X400X500 MM | 2 | 2 EA - each | 2328 | 4656 | INSTALLATION OF ACCESS CHAMBERS - SIZE - 750X400X500 MM DEEP.#INCLUDING COVER & LIFTING OF ACCESS CHAMBER-UPTO 50KMS INCLUDING HANDLING ,#EXCAVATION &
650 | WORK CHANGE ORDER | 630108053 | 0003 | 18.02.2021 | 1662725.02 | 31891028.10 | 33553753.12 | 0335 | FTTx IBD MUMB0335 Seaface SRA | 3314518 | INST OF PULLING CHAMBER 400X400X500MM | 10 | 10 EA - each | 970 | 9700 | INSTALLATION OF PULLING CHAMBERS - SIZE - 400X400X500 MM DEEP ; INCLUDING COVER .#EXCAVATION & BACKFILLING OF PITS ETC AS PER DRAWINGS , SPECIFICATIONS#AND AS
651 | WORK CHANGE ORDER | 630108053 | 0003 | 18.02.2021 | 1662725.02 | 31891028.10 | 33553753.12 | 0335 | FTTx IBD MUMB0335 Seaface SRA | 3294239 | CHRG;REINST,TRENCH,PCC-1:2:4,GRAVEL 20MM | 1 | 1 M3 - Cubic meter | 5335 | 5335 | CHARGES FOR REINSTATEMENT OF THE TRENCHES / PITS INCLUDING ALL MATERIALS , LABOUR, TOOLS TACKES ETC..BY PCC -1:2:4 GRAVEL SIZE - 20 MM & CURING FOR 7 DAYS. THIS ITEM
652 | WORK CHANGE ORDER | 630108053 | 0003 | 18.02.2021 | 1662725.02 | 31891028.10 | 33553753.12 | 0335 | FTTx IBD MUMB0335 Seaface SRA | 3291785 | RSTRTN EXCVTD SURFACE- W/COLD BITUMEN | 10 | 10 M - Meter | 1000 | 10000 | CHARGES FOR RESTORATION OF THE EXCAVATED SURFACES USING THE COLD BITUMEN INCLUDING PROPER COMPACTION ETC. ALL COMPLETE INCLUDING ALL MATERIALS TOOLS TACKLES
653 | WORK CHANGE ORDER | 630108053 | 0003 | 18.02.2021 | 1662725.02 | 31891028.10 | 33553753.12 | 0335 | FTTx IBD MUMB0335 Seaface SRA | 3291786 | RSTRTN EXCVTD SURFACES-W/ HOT BITUMEN | 10 | 10 M - Meter | 383 | 3830 | CHARGES FOR RESTORATION OF THE EXCAVATED SURFACES USING THE HOT BITUMEN INCLUDING PROPER COMPACTION ETC. ALL COMPLETE INCLUDING ALL MATERIALS TOOLS TACKLES
654 | WORK CHANGE ORDER | 630108053 | 0003 | 18.02.2021 | 1662725.02 | 31891028.10 | 33553753.12 | 0335 | FTTx IBD MUMB0335 Seaface SRA | 3290664 | CHRG F/RESTORATN OF SURF ;W/EXT TILES | 30 | 30 M - Meter | 286 | 8580 | CHARGES FOR RESTORATION OF THE EXCAVATED SURFACES USING THE EXISTING TILES OVER 100 MM THICK CONCRETE BEDDING. THE COST TO INCLUDE THE COST OF THE TILES,
655 | WORK CHANGE ORDER | 630108053 | 0003 | 18.02.2021 | 1662725.02 | 31891028.10 | 33553753.12 | 0335 | FTTx IBD MUMB0335 Seaface SRA | 3291784 | RSTRTN EXCVTD SURFACE-W/ PAVER BLOCK | 30 | 30 M - Meter | 631 | 18930 | CHARGES FOR RESTORATION OF THE EXCAVATED SURFACE USING NEW INTER LOCKING PAVER BLOCK OVER 100 MM THICK CONCRETE BEDDING. THE COST TO INCLUDE THE COST OF THE
656 | WORK CHANGE ORDER | 630108053 | 0003 | 18.02.2021 | 1662725.02 | 31891028.10 | 33553753.12 | 0335 | FTTx IBD MUMB0335 Seaface SRA | 3291783 | RESTORATION OF EXCV SURFACE-W/KOTA STONE | 10 | 10 M - Meter | 550 | 5500 | CHARGES FOR RESTORATION OF THE EXCAVATED SURFACE USING NEW KOTA STONE OVER 100 MM THICK CONCRETE BEDDING. THE COST TO INCLUDE THE COST OF THE KOTA STONE ,
657 | WORK CHANGE ORDER | 630108053 | 0003 | 18.02.2021 | 1662725.02 | 31891028.10 | 33553753.12 | 0335 | FTTx IBD MUMB0335 Seaface SRA | 3290665 | CHRG F/RESTORATN OF SURF ;W/CHEQUED TILE | 30 | 30 M - Meter | 419 | 12570 | CHARGES FOR RESTORATION OF THE EXCAVATED SURFACE USING NEW INTER CHEQUERED TILE OVER 100 MM THICK CONCRETE BEDDING. THE COST TO INCLUDE THE COST OF THE KOTA
658 | WORK CHANGE ORDER | 630108053 | 0003 | 18.02.2021 | 1662725.02 | 31891028.10 | 33553753.12 | 0335 | FTTx IBD MUMB0335 Seaface SRA | 3171149 | S/FIXING PVC CONDUIT 25 MM | 1000 | 1,000 | 60 | 60000 | S/FIXING PVC CONDUIT 25MM
659 | WORK CHANGE ORDER | 630108053 | 0003 | 18.02.2021 | 1662725.02 | 31891028.10 | 33553753.12 | 0335 | FTTx IBD MUMB0335 Seaface SRA | 3171151 | S/FIXING PVC CONDUIT 40 MM | 600 | M - Meter | 111 | 66600 | S/FIXING PVC CONDUIT 40 MM
660 | WORK CHANGE ORDER | 630108053 | 0003 | 18.02.2021 | 1662725.02 | 31891028.10 | 33553753.12 | 0335 | FTTx IBD MUMB0335 Seaface SRA | 3318608 | S&I 25MM PVC CONDUIT USING SCAFFOLDING | 100 | 100M - Meter | 133 | 13300 | SUPPLY AND INSTALLATION OF 25MM OUTER DIA CONDUIT ON EXTERNAL WALL WITH THE HELP OF JHOOLA HOLDING INCLUDING MANPOWER, COUPLERS, BENDS, TEES, SADDLES, CLAMPS,
661 | WORK CHANGE ORDER | 630108053 | 0003 | 18.02.2021 | 1662725.02 | 31891028.10 | 33553753.12 | 0335 | FTTx IBD MUMB0335 Seaface SRA | 3318609 | S&I 40MM PVC CONDUIT USING SCAFFOLDING | 100 | 100M - Meter | 188 | 18800 | SUPPLY AND INSTALLATION OF 40MM OUTER DIA CONDUIT ON EXTERNAL WALL WITH THE HELP OF JHOOLA HOLDING INCLUDING MANPOWER, COUPLERS, BENDS, TEES, SADDLES, CLAMPS,
662 | WORK CHANGE ORDER | 630108053 | 0003 | 18.02.2021 | 1662725.02 | 31891028.10 | 33553753.12 | 0335 | FTTx IBD MUMB0335 Seaface SRA | 3206508 | SUP&LAY FLEX PVC CONDUIT DIA 25MM | 200 | M - Meter | 71 | 14200 | Supplying and laying of following sizes of flexible PVC conduit along with conduit accessories complete as required.
663 | WORK CHANGE ORDER | 630108053 | 0003 | 18.02.2021 | 1662725.02 | 31891028.10 | 33553753.12 | 0335 | FTTx IBD MUMB0335 Seaface SRA | 3206510 | SUP&LAY FLEX PVC CONDUIT DIA 40MM | 150 | M - Meter | 116 | 17400 | Supplying and laying of following sizes of flexible PVC conduit along with conduit
664 | WORK CHANGE ORDER | 630108053 | 0003 | 18.02.2021 | 1662725.02 | 31891028.10 | 33553753.12 | 0335 | FTTx IBD MUMB0335 Seaface SRA | 3318971 | S&I 25MM FLEXI PVC CONDUIT W/SCAFFOLDING | 100 | 100M - Meter | 144 | 14400 | SUPPLY AND INSTALLATION OF 25MM DIA REINFORCED FLEXIBLE CONDUIT ON EXTERNAL WALL WITH THE HELP OF JHOOLA HOLDING INCLUDING MANPOWER, COUPLERS, BENDS, TEES,
665 | WORK CHANGE ORDER | 630108053 | 0003 | 18.02.2021 | 1662725.02 | 31891028.10 | 33553753.12 | 0335 | FTTx IBD MUMB0335 Seaface SRA | 3318972 | S&I 40MM FLEXI PVC CONDUIT W/SCAFFOLDING | 100 | 100M - Meter | 194 | 19400 | SUPPLY AND INSTALLATION OF 40MM DIA REINFORCED FLEXIBLE CONDUIT ON EXTERNAL WALL WITH THE HELP OF JHOOLA HOLDING INCLUDING MANPOWER, COUPLERS, BENDS, TEES,
666 | WORK CHANGE ORDER | 630108053 | 0003 | 18.02.2021 | 1662725.02 | 31891028.10 | 33553753.12 | 0335 | FTTx IBD MUMB0335 Seaface SRA | 3319687 | P&F PVC JUNCTION BOX 40MM,4-WAY | 150 | EA - each | 30 | 4500 | CHARGES FOR SUPPLYING AND FIXING OF PVC JUNCTION BOX 40MM,FOUR WAY IN REQUIRED POSITION ALONG THE LINE OF PVC CONDUIT#
667 | WORK CHANGE ORDER | 630108053 | 0003 | 18.02.2021 | 1662725.02 | 31891028.10 | 33553753.12 | 0335 | FTTx IBD MUMB0335 Seaface SRA | 3319688 | P&F PVC JUNCTION BOX 40MM,3-WAY | 150 | EA - each | 30 | 4500 | CHARGES FOR SUPPLYING AND FIXING OF PVC JUNCTION BOX 40MM,THREE WAY IN REQUIRED POSITION ALONG THE LINE OF PVC CONDUIT#
668 | WORK CHANGE ORDER | 630108053 | 0003 | 18.02.2021 | 1662725.02 | 31891028.10 | 33553753.12 | 0335 | FTTx IBD MUMB0335 Seaface SRA | 3192918 | CHRG:S/F:PVC JUNCTION BOX 25MM,4-WAY | 150 | 150EA - each | 19 | 2850 | CHARGES FOR SUPPLYING AND FIXING OF PVC JUNCTION BOX
669 | WORK CHANGE ORDER | 630108053 | 0003 | 18.02.2021 | 1662725.02 | 31891028.10 | 33553753.12 | 0335 | FTTx IBD MUMB0335 Seaface SRA | 3192917 | CHRG:S/F:PVC JUNCTION BOX 25MM,3-WAY | 150 | 150EA - each | 19 | 2850 | CHARGES FOR SUPPLYING AND FIXING OF PVC JUNCTION BOX
670 | WORK CHANGE ORDER | 630108053 | 0003 | 18.02.2021 | 1662725.02 | 31891028.10 | 33553753.12 | 0335 | FTTx IBD MUMB0335 Seaface SRA | 3259755 | INSTALLATION OF FDC | 15 | EA - each | 49 | 735 | Installation of Fibre Distribution Cabinet
671 | WORK CHANGE ORDER | 630108053 | 0003 | 18.02.2021 | 1662725.02 | 31891028.10 | 33553753.12 | 0335 | FTTx IBD MUMB0335 Seaface SRA | 3294022 | INSTALLATION OF FAT (WALL/POLE MOUNTED) | 50 | 50 EA - each | 49 | 2450 | INSTALLATION OF FIBRE ACCESS TERMINAL (WALL/POLE MOUNTED)#
672 | WORK CHANGE ORDER | 630108053 | 0003 | 18.02.2021 | 1662725.02 | 31891028.10 | 33553753.12 | 0335 | FTTx IBD MUMB0335 Seaface SRA | 3293902 | INSTALLATION LEVEL 1 ( S1 ) SPLITTER | 20 | EA - each | 49 | 980 | INSTALLATION OF FREE ISSUED SPLITTER AT SUGGESTED LOCATION INCLUDING ALL MANPOWER, TOOLS TACKLES, HARDWARES ETC. COMPLETE AS PER THE DRG AND DIRECTION OF
673 | WORK CHANGE ORDER | 630108053 | 0003 | 18.02.2021 | 1662725.02 | 31891028.10 | 33553753.12 | 0335 | FTTx IBD MUMB0335 Seaface SRA | 3293903 | INSTALLATION LEVEL 2 ( S2 ) SPLITTER | 160 | EA - each | 49 | 7840 | INSTALLATION OF FREE ISSUED SPLITTER AT SUGGESTED LOCATION INCLUDING ALL MANPOWER, TOOLS TACKLES, HARDWARES ETC. COMPLETE AS PER THE DRG AND DIRECTION OF
674 | WORK CHANGE ORDER | 630108053 | 0003 | 18.02.2021 | 1662725.02 | 31891028.10 | 33553753.12 | 0335 | FTTx IBD MUMB0335 Seaface SRA | 3252601 | SPLICING,JOINTING & TERMINATION-48F | 500 | 500.000 NOS - No. | 112 | 56000 | CHARGES FOR SPLICING,JOINTING & TERMINATION OF 48F FIBRE.
675 | WORK CHANGE ORDER | 630108053 | 0003 | 18.02.2021 | 1662725.02 | 31891028.10 | 33553753.12 | 0335 | FTTx IBD MUMB0335 Seaface SRA | 3252602 | SPLICING,JOINTING & TERMINATION-96F | 192 | 192.000 NOS - No. | 112 | 21504 | CHARGES FOR SPLICING,JOINTING & TERMINATION OF 96F FIBRE.
676 | WORK CHANGE ORDER | 630108053 | 0003 | 18.02.2021 | 1662725.02 | 31891028.10 | 33553753.12 | 0335 | FTTx IBD MUMB0335 Seaface SRA | 3300512 | SPLICING & TERM OFC,FIXED COST/DAY | 10 | EA - each | 2425 | 24250 | OFC SPLICING&TERMINATION-FIXED COST/DAY#JOB INVOLVES: 1) SPLICING & TERMINATION OF OFC CABLE AS DIRECTED
677 | WORK CHANGE ORDER | 630108053 | 0003 | 18.02.2021 | 1662725.02 | 31891028.10 | 33553753.12 | 0335 | FTTx IBD MUMB0335 Seaface SRA | 3098777 | A11102-SELF ADHESIVE LABELS | 400 | 400.000 | 10 | 4000 | 420
678 | WORK CHANGE ORDER | 630108053 | 0003 | 18.02.2021 | 1662725.02 | 31891028.10 | 33553753.12 | 0335 | FTTx IBD MUMB0335 Seaface SRA | 3295194 | PREPARATION OF AS BUILT DRAWINGS SBP | 15 | 15 EA - each | 194 | 2910 | AS-BUILT DRAWING FOR ALL WORKS PERFORMED AS PER SCOPE
679 | WORK CHANGE ORDER | 630108053 | 0003 | 18.02.2021 | 1662725.02 | 31891028.10 | 33553753.12 | 0335 | FTTx IBD MUMB0335 Seaface SRA | 3111341 | DISPOSAL OF WASTE MATERIALS DEBRIS ETC. | 15 | 15.000 NOS - No. | 679 | 10185 | Collection & disposal of various kinds of unwanted materials / debris
680 | WORK CHANGE ORDER | 630108053 | 0003 | 18.02.2021 | 1662725.02 | 31891028.10 | 33553753.12 | 0335 | FTTx IBD MUMB0335 Seaface SRA | 3295891 | MATERIAL STORAGE & SECONDARY TRNSPT | 15 | 15 EA - each | 485 | 7275 | STORAGE AND SECONDARY TRANSPORTATION OF FIM MATERIAL TO BUILDINGS, TO BE CALCULATED PER BUILDING#
681 | WORK CHANGE ORDER | 630108053 | 0003 | 18.02.2021 | 1662725.02 | 31891028.10 | 33553753.12 | 0335 | FTTx IBD MUMB0335 Seaface SRA | 3295897 | CHRG: PRE EXECUTION BUILDING SURVEY | 15 | 15 EA - each | 290 | 4350 | PRE EXECUTION BUILDING SURVEY:#THIS IS BUILDING SURVEY BEFORE DEPLOYMENT INSIDE BUILDING DEPLOYMENT/CONSTRUCTION INCLUDES LAYING OF CONDUITS AND OTHER ODN
682 | WORK CHANGE ORDER | 630108053 | 0003 | 18.02.2021 | 1662725.02 | 31891028.10 | 33553753.12 | 0335 | FTTx IBD MUMB0335 Seaface SRA | 3318382 | CHRG DRILLING OF HOLE 25MM IN BRICK WALL | 50 | 50 EA - each | 82 | 4100 | CHARGES FOR DRILLING HOLES OF DIAMETER 25MM IN BRICK WALL WITH PROPER DRILL MACHINE AND REINSTATEMENT AFTER CONDUITING TO ENSURE WATER PROOFING OF HOLE.#
683 | WORK CHANGE ORDER | 630108053 | 0003 | 18.02.2021 | 1662725.02 | 31891028.10 | 33553753.12 | 0335 | FTTx IBD MUMB0335 Seaface SRA | 3318381 | CHRG DRILLING OF HOLE 40MM IN BRICK WALL | 50 | 50 EA - each | 131 | 6550 | CHARGES FOR DRILLING HOLES OF DIAMETER 40MM IN BRICK WALL WITH PROPER DRILL MACHINE AND REINSTATEMENT AFTER CONDUITING TO ENSURE WATER PROOFING OF HOLE.#
684 | WORK CHANGE ORDER | 630108053 | 0003 | 18.02.2021 | 1662725.02 | 31891028.10 | 33553753.12 | 0335 | FTTx IBD MUMB0335 Seaface SRA | 3318200 | CHRG DRILLING OF HOLE 25MM DIA IN RCC | 50 | 50 EA - each | 131 | 6550 | CHARGES FOR DRILLING HOLES OF DIAMETER 25MM IN RCC WITH PROPER DRILL MACHINE AND REINSTATEMENT AFTER CONDUITING TO ENSURE WATER PROOFING OF HOLE.#
685 | WORK CHANGE ORDER | 630108053 | 0003 | 18.02.2021 | 1662725.02 | 31891028.10 | 33553753.12 | 0335 | FTTx IBD MUMB0335 Seaface SRA | 3297469 | CHRG:DRILLING OF HOLE 40MM DIA IN RCC | 50 | 50 EA - each | 165 | 8250 | CHARGES FOR DRILLING HOLES OF DIAMETER ~40MM IN RCC WITH PROPER DRILL MACHINE AND REINSTATEMENT AFTER CONDUITING TO ENSURE WATER PROOFING OF HOLE.
686 | WORK CHANGE ORDER | 630108053 | 0003 | 18.02.2021 | 1662725.02 | 31891028.10 | 33553753.12 | 0335 | FTTx IBD MUMB0335 Seaface SRA | 3319692 | S&I SIMPLEX PLUG,F/40MM HDPE DUCT | 60 | EA - each | 49 | 2940 | CHARGES FOR SUPPLYING AND FIXING OF SIMPLEX PLUG FOR 40 MM HDPE DUCT#
687 | WORK CHANGE ORDER | 630108053 | 0003 | 18.02.2021 | 1662725.02 | 31891028.10 | 33553753.12 | 0337 | FTTx IBD MUMB0337 Siddhi Baba Dargah | 3293883 | CHRG;SHALLOW TRENCH 40 OR 48MM 7WAY DUCT | 50 | 50 M - Meter | 160 | 8000 | EXCAVATION OF SHALLOW TRENCHES MANUALLY/CHIPPING/SLITTING UPTO A DEPTH OF 300 MM, WIDE UP TO 100 MM IN ASPHALT / CONCRETE / TILED SURFACE, LAYING 1 X 40 MM / 1 X 7
688 | WORK CHANGE ORDER | 630108053 | 0003 | 18.02.2021 | 1662725.02 | 31891028.10 | 33553753.12 | 0337 | FTTx IBD MUMB0337 Siddhi Baba Dargah | 3314515 | CHRG:SHALLOW TREN 40MM DUCT W/2 NOS | 50 | 50 M - Meter | 160 | 8000 | EXCAVATION OF SHALLOW TRENCHES MANUALLY/CHIPPING/SLITTING IN ASPHALT / CONCRETE / TILED SURFACE, LAYING 2 NOS 40 MM DUCT AND FILLING THE COMPLETE DEPTH, INCLUDING
689 | WORK CHANGE ORDER | 630108053 | 0003 | 18.02.2021 | 1662725.02 | 31891028.10 | 33553753.12 | 0337 | FTTx IBD MUMB0337 Siddhi Baba Dargah | 3293878 | CHRG;CLAMPING-1X40MM/1X7WAY MICRO DUCT | 100 | 100M - Meter | 49 | 4900 | CLAMPING OF THE DUCTS 1 X 40 MM / 1 X 7 WAY MICRO DUCT ( 48 MM OD ) ALONG THE WALL WITH THE HELP OF CLAMPING AT EVERY 1 M C/C#
690 | WORK CHANGE ORDER | 630108053 | 0003 | 18.02.2021 | 1662725.02 | 31891028.10 | 33553753.12 | 0337 | FTTx IBD MUMB0337 Siddhi Baba Dargah | 3292713 | CHRGS FOR TRANS&INST OF ADSS CABLE-96F | 500 | 500M - Meter | 40 | 20000 | CHARGES FOR TRANSPORTATION & INSTALLATION OF ADSS CABLE- EIC - 96F#
691 | WORK CHANGE ORDER | 630108053 | 0003 | 18.02.2021 | 1662725.02 | 31891028.10 | 33553753.12 | 0337 | FTTx IBD MUMB0337 Siddhi Baba Dargah | 3294064 | INSTALLATION 48 F ADSS / FIG 8 CABLE | 1000 | 1,000 | 34 | 34000 | INSTALLATION OF THE AERIAL CABLE (48 F ADSS / FIG 8 ) ALONG WITH THE ACCESSORIES. RATE INCLUDES SURVEY COST AND LOCAL LIASIONING CHARGES.
692 | WORK CHANGE ORDER | 630108053 | 0003 | 18.02.2021 | 1662725.02 | 31891028.10 | 33553753.12 | 0337 | FTTx IBD MUMB0337 Siddhi Baba Dargah | 3294065 | INSTALLATION12F ADSS / FIG 8 CABLE | 1500 | 1,500 | 24 | 36000 | INSTALLATION OF THE AERIAL CABLE (12 F ADSS / FIG 8 ) ALONG WITH THE ACCESSORIES. RATE INCLUDES SURVEY COST AND LOCAL LIASIONING CHARGES.
693 | WORK CHANGE ORDER | 630108053 | 0003 | 18.02.2021 | 1662725.02 | 31891028.10 | 33553753.12 | 0337 | FTTx IBD MUMB0337 Siddhi Baba Dargah | 3294710 | INSTALLATION 6F ADSS / FIG 8 CABLE | 500 | M - Meter | 19 | 9500 | INSTALLATION OF THE AERIAL CABLE (6 F ADSS / FIG 8 ) ALONG WITH THE ACCESSORIES. RATE INCLUDES SURVEY COST AND LOCAL LIASIONING CHARGES. #
694 | WORK CHANGE ORDER | 630108053 | 0003 | 18.02.2021 | 1662725.02 | 31891028.10 | 33553753.12 | 0337 | FTTx IBD MUMB0337 Siddhi Baba Dargah | 3252599 | BLOWING OF 96F | 500 | M - Meter | 15 | 7500 | CHARGES FOR BLOWING OF 96F FIBRE.
695 | WORK CHANGE ORDER | 630108053 | 0003 | 18.02.2021 | 1662725.02 | 31891028.10 | 33553753.12 | 0337 | FTTx IBD MUMB0337 Siddhi Baba Dargah | 3294262 | BLOWING / PULLING-48 F | 700 | M - Meter | 10 | 7000 | PULLING/BLOWING OF OFC- 48 F INCLUDING ALL MATERIALS, LABOUR, TOOLS, TACKLES, ETC.. #
696 | WORK CHANGE ORDER | 630108053 | 0003 | 18.02.2021 | 1662725.02 | 31891028.10 | 33553753.12 | 0337 | FTTx IBD MUMB0337 Siddhi Baba Dargah | 3294264 | BLOWING / PULLING-12 F | 2000 | 2,000 | 7 | 14000 | PULLING/BLOWING OF OFC-12F INCLUDING ALL MATERIALS, LABOUR, TOOLS, TACKLES, ETC.. #
697 | WORK CHANGE ORDER | 630108053 | 0003 | 18.02.2021 | 1662725.02 | 31891028.10 | 33553753.12 | 0337 | FTTx IBD MUMB0337 Siddhi Baba Dargah | 3294265 | BLOWING / PULLING-6 F | 1000 | 1,000 | 5 | 5000 | PULLING/BLOWING OF OFC-6F INCLUDING ALL MATERIALS, LABOUR, TOOLS, TACKLES, ETC.. #
698 | WORK CHANGE ORDER | 630108053 | 0003 | 18.02.2021 | 1662725.02 | 31891028.10 | 33553753.12 | 0337 | FTTx IBD MUMB0337 Siddhi Baba Dargah | 3291570 | INSTLTN OF ACCESS CHAMBER 750X400X500 MM | 2 | 2 EA - each | 2328 | 4656 | INSTALLATION OF ACCESS CHAMBERS - SIZE - 750X400X500 MM DEEP.#INCLUDING COVER & LIFTING OF ACCESS CHAMBER-UPTO 50KMS INCLUDING HANDLING ,#EXCAVATION &
699 | WORK CHANGE ORDER | 630108053 | 0003 | 18.02.2021 | 1662725.02 | 31891028.10 | 33553753.12 | 0337 | FTTx IBD MUMB0337 Siddhi Baba Dargah | 3314518 | INST OF PULLING CHAMBER 400X400X500MM | 10 | 10 EA - each | 970 | 9700 | INSTALLATION OF PULLING CHAMBERS - SIZE - 400X400X500 MM DEEP ; INCLUDING COVER .#EXCAVATION & BACKFILLING OF PITS ETC AS PER DRAWINGS , SPECIFICATIONS#AND AS
700 | WORK CHANGE ORDER | 630108053 | 0003 | 18.02.2021 | 1662725.02 | 31891028.10 | 33553753.12 | 0337 | FTTx IBD MUMB0337 Siddhi Baba Dargah | 3294239 | CHRG;REINST,TRENCH,PCC-1:2:4,GRAVEL 20MM | 1 | 1 M3 - Cubic meter | 5335 | 5335 | CHARGES FOR REINSTATEMENT OF THE TRENCHES / PITS INCLUDING ALL MATERIALS , LABOUR, TOOLS TACKES ETC..BY PCC -1:2:4 GRAVEL SIZE - 20 MM & CURING FOR 7 DAYS. THIS ITEM
701 | WORK CHANGE ORDER | 630108053 | 0003 | 18.02.2021 | 1662725.02 | 31891028.10 | 33553753.12 | 0337 | FTTx IBD MUMB0337 Siddhi Baba Dargah | 3291785 | RSTRTN EXCVTD SURFACE- W/COLD BITUMEN | 10 | 10 M - Meter | 1000 | 10000 | CHARGES FOR RESTORATION OF THE EXCAVATED SURFACES USING THE COLD BITUMEN INCLUDING PROPER COMPACTION ETC. ALL COMPLETE INCLUDING ALL MATERIALS TOOLS TACKLES
702 | WORK CHANGE ORDER | 630108053 | 0003 | 18.02.2021 | 1662725.02 | 31891028.10 | 33553753.12 | 0337 | FTTx IBD MUMB0337 Siddhi Baba Dargah | 3291786 | RSTRTN EXCVTD SURFACES-W/ HOT BITUMEN | 10 | 10 M - Meter | 383 | 3830 | CHARGES FOR RESTORATION OF THE EXCAVATED SURFACES USING THE HOT BITUMEN INCLUDING PROPER COMPACTION ETC. ALL COMPLETE INCLUDING ALL MATERIALS TOOLS TACKLES
703 | WORK CHANGE ORDER | 630108053 | 0003 | 18.02.2021 | 1662725.02 | 31891028.10 | 33553753.12 | 0337 | FTTx IBD MUMB0337 Siddhi Baba Dargah | 3290664 | CHRG F/RESTORATN OF SURF ;W/EXT TILES | 30 | 30 M - Meter | 286 | 8580 | CHARGES FOR RESTORATION OF THE EXCAVATED SURFACES USING THE EXISTING TILES OVER 100 MM THICK CONCRETE BEDDING. THE COST TO INCLUDE THE COST OF THE TILES,
704 | WORK CHANGE ORDER | 630108053 | 0003 | 18.02.2021 | 1662725.02 | 31891028.10 | 33553753.12 | 0337 | FTTx IBD MUMB0337 Siddhi Baba Dargah | 3291784 | RSTRTN EXCVTD SURFACE-W/ PAVER BLOCK | 30 | 30 M - Meter | 631 | 18930 | CHARGES FOR RESTORATION OF THE EXCAVATED SURFACE USING NEW INTER LOCKING PAVER BLOCK OVER 100 MM THICK CONCRETE BEDDING. THE COST TO INCLUDE THE COST OF THE
705 | WORK CHANGE ORDER | 630108053 | 0003 | 18.02.2021 | 1662725.02 | 31891028.10 | 33553753.12 | 0337 | FTTx IBD MUMB0337 Siddhi Baba Dargah | 3291783 | RESTORATION OF EXCV SURFACE-W/KOTA STONE | 10 | 10 M - Meter | 550 | 5500 | CHARGES FOR RESTORATION OF THE EXCAVATED SURFACE USING NEW KOTA STONE OVER 100 MM THICK CONCRETE BEDDING. THE COST TO INCLUDE THE COST OF THE KOTA STONE ,
706 | WORK CHANGE ORDER | 630108053 | 0003 | 18.02.2021 | 1662725.02 | 31891028.10 | 33553753.12 | 0337 | FTTx IBD MUMB0337 Siddhi Baba Dargah | 3290665 | CHRG F/RESTORATN OF SURF ;W/CHEQUED TILE | 30 | 30 M - Meter | 419 | 12570 | CHARGES FOR RESTORATION OF THE EXCAVATED SURFACE USING NEW INTER CHEQUERED TILE OVER 100 MM THICK CONCRETE BEDDING. THE COST TO INCLUDE THE COST OF THE KOTA
707 | WORK CHANGE ORDER | 630108053 | 0003 | 18.02.2021 | 1662725.02 | 31891028.10 | 33553753.12 | 0337 | FTTx IBD MUMB0337 Siddhi Baba Dargah | 3171149 | S/FIXING PVC CONDUIT 25 MM | 1000 | 1,000 | 60 | 60000 | S/FIXING PVC CONDUIT 25MM
708 | WORK CHANGE ORDER | 630108053 | 0003 | 18.02.2021 | 1662725.02 | 31891028.10 | 33553753.12 | 0337 | FTTx IBD MUMB0337 Siddhi Baba Dargah | 3171151 | S/FIXING PVC CONDUIT 40 MM | 600 | M - Meter | 111 | 66600 | S/FIXING PVC CONDUIT 40 MM
709 | WORK CHANGE ORDER | 630108053 | 0003 | 18.02.2021 | 1662725.02 | 31891028.10 | 33553753.12 | 0337 | FTTx IBD MUMB0337 Siddhi Baba Dargah | 3318608 | S&I 25MM PVC CONDUIT USING SCAFFOLDING | 100 | 100M - Meter | 133 | 13300 | SUPPLY AND INSTALLATION OF 25MM OUTER DIA CONDUIT ON EXTERNAL WALL WITH THE HELP OF JHOOLA HOLDING INCLUDING MANPOWER, COUPLERS, BENDS, TEES, SADDLES, CLAMPS,
710 | WORK CHANGE ORDER | 630108053 | 0003 | 18.02.2021 | 1662725.02 | 31891028.10 | 33553753.12 | 0337 | FTTx IBD MUMB0337 Siddhi Baba Dargah | 3318609 | S&I 40MM PVC CONDUIT USING SCAFFOLDING | 100 | 100M - Meter | 188 | 18800 | SUPPLY AND INSTALLATION OF 40MM OUTER DIA CONDUIT ON EXTERNAL WALL WITH THE HELP OF JHOOLA HOLDING INCLUDING MANPOWER, COUPLERS, BENDS, TEES, SADDLES, CLAMPS,
711 | WORK CHANGE ORDER | 630108053 | 0003 | 18.02.2021 | 1662725.02 | 31891028.10 | 33553753.12 | 0337 | FTTx IBD MUMB0337 Siddhi Baba Dargah | 3206508 | SUP&LAY FLEX PVC CONDUIT DIA 25MM | 200 | M - Meter | 71 | 14200 | Supplying and laying of following sizes of flexible PVC conduit along with conduit accessories complete as required.
712 | WORK CHANGE ORDER | 630108053 | 0003 | 18.02.2021 | 1662725.02 | 31891028.10 | 33553753.12 | 0337 | FTTx IBD MUMB0337 Siddhi Baba Dargah | 3206510 | SUP&LAY FLEX PVC CONDUIT DIA 40MM | 150 | M - Meter | 116 | 17400 | Supplying and laying of following sizes of flexible PVC conduit along with conduit
713 | WORK CHANGE ORDER | 630108053 | 0003 | 18.02.2021 | 1662725.02 | 31891028.10 | 33553753.12 | 0337 | FTTx IBD MUMB0337 Siddhi Baba Dargah | 3318971 | S&I 25MM FLEXI PVC CONDUIT W/SCAFFOLDING | 100 | 100M - Meter | 144 | 14400 | SUPPLY AND INSTALLATION OF 25MM DIA REINFORCED FLEXIBLE CONDUIT ON EXTERNAL WALL WITH THE HELP OF JHOOLA HOLDING INCLUDING MANPOWER, COUPLERS, BENDS, TEES,
714 | WORK CHANGE ORDER | 630108053 | 0003 | 18.02.2021 | 1662725.02 | 31891028.10 | 33553753.12 | 0337 | FTTx IBD MUMB0337 Siddhi Baba Dargah | 3318972 | S&I 40MM FLEXI PVC CONDUIT W/SCAFFOLDING | 100 | 100M - Meter | 194 | 19400 | SUPPLY AND INSTALLATION OF 40MM DIA REINFORCED FLEXIBLE CONDUIT ON EXTERNAL WALL WITH THE HELP OF JHOOLA HOLDING INCLUDING MANPOWER, COUPLERS, BENDS, TEES,
715 | WORK CHANGE ORDER | 630108053 | 0003 | 18.02.2021 | 1662725.02 | 31891028.10 | 33553753.12 | 0337 | FTTx IBD MUMB0337 Siddhi Baba Dargah | 3319687 | P&F PVC JUNCTION BOX 40MM,4-WAY | 150 | EA - each | 30 | 4500 | CHARGES FOR SUPPLYING AND FIXING OF PVC JUNCTION BOX 40MM,FOUR WAY IN REQUIRED POSITION ALONG THE LINE OF PVC CONDUIT#
716 | WORK CHANGE ORDER | 630108053 | 0003 | 18.02.2021 | 1662725.02 | 31891028.10 | 33553753.12 | 0337 | FTTx IBD MUMB0337 Siddhi Baba Dargah | 3319688 | P&F PVC JUNCTION BOX 40MM,3-WAY | 150 | EA - each | 30 | 4500 | CHARGES FOR SUPPLYING AND FIXING OF PVC JUNCTION BOX 40MM,THREE WAY IN REQUIRED POSITION ALONG THE LINE OF PVC CONDUIT#
717 | WORK CHANGE ORDER | 630108053 | 0003 | 18.02.2021 | 1662725.02 | 31891028.10 | 33553753.12 | 0337 | FTTx IBD MUMB0337 Siddhi Baba Dargah | 3192918 | CHRG:S/F:PVC JUNCTION BOX 25MM,4-WAY | 150 | 150EA - each | 19 | 2850 | CHARGES FOR SUPPLYING AND FIXING OF PVC JUNCTION BOX
718 | WORK CHANGE ORDER | 630108053 | 0003 | 18.02.2021 | 1662725.02 | 31891028.10 | 33553753.12 | 0337 | FTTx IBD MUMB0337 Siddhi Baba Dargah | 3192917 | CHRG:S/F:PVC JUNCTION BOX 25MM,3-WAY | 150 | 150EA - each | 19 | 2850 | CHARGES FOR SUPPLYING AND FIXING OF PVC JUNCTION BOX
719 | WORK CHANGE ORDER | 630108053 | 0003 | 18.02.2021 | 1662725.02 | 31891028.10 | 33553753.12 | 0337 | FTTx IBD MUMB0337 Siddhi Baba Dargah | 3259755 | INSTALLATION OF FDC | 15 | EA - each | 49 | 735 | Installation of Fibre Distribution Cabinet
720 | WORK CHANGE ORDER | 630108053 | 0003 | 18.02.2021 | 1662725.02 | 31891028.10 | 33553753.12 | 0337 | FTTx IBD MUMB0337 Siddhi Baba Dargah | 3294022 | INSTALLATION OF FAT (WALL/POLE MOUNTED) | 50 | 50 EA - each | 49 | 2450 | INSTALLATION OF FIBRE ACCESS TERMINAL (WALL/POLE MOUNTED)#
721 | WORK CHANGE ORDER | 630108053 | 0003 | 18.02.2021 | 1662725.02 | 31891028.10 | 33553753.12 | 0337 | FTTx IBD MUMB0337 Siddhi Baba Dargah | 3293902 | INSTALLATION LEVEL 1 ( S1 ) SPLITTER | 20 | EA - each | 49 | 980 | INSTALLATION OF FREE ISSUED SPLITTER AT SUGGESTED LOCATION INCLUDING ALL MANPOWER, TOOLS TACKLES, HARDWARES ETC. COMPLETE AS PER THE DRG AND DIRECTION OF
722 | WORK CHANGE ORDER | 630108053 | 0003 | 18.02.2021 | 1662725.02 | 31891028.10 | 33553753.12 | 0337 | FTTx IBD MUMB0337 Siddhi Baba Dargah | 3293903 | INSTALLATION LEVEL 2 ( S2 ) SPLITTER | 160 | EA - each | 49 | 7840 | INSTALLATION OF FREE ISSUED SPLITTER AT SUGGESTED LOCATION INCLUDING ALL MANPOWER, TOOLS TACKLES, HARDWARES ETC. COMPLETE AS PER THE DRG AND DIRECTION OF
723 | WORK CHANGE ORDER | 630108053 | 0003 | 18.02.2021 | 1662725.02 | 31891028.10 | 33553753.12 | 0337 | FTTx IBD MUMB0337 Siddhi Baba Dargah | 3252601 | SPLICING,JOINTING & TERMINATION-48F | 500 | 500.000 NOS - No. | 112 | 56000 | CHARGES FOR SPLICING,JOINTING & TERMINATION OF 48F FIBRE.
724 | WORK CHANGE ORDER | 630108053 | 0003 | 18.02.2021 | 1662725.02 | 31891028.10 | 33553753.12 | 0337 | FTTx IBD MUMB0337 Siddhi Baba Dargah | 3252602 | SPLICING,JOINTING & TERMINATION-96F | 192 | 192.000 NOS - No. | 112 | 21504 | CHARGES FOR SPLICING,JOINTING & TERMINATION OF 96F FIBRE.
725 | WORK CHANGE ORDER | 630108053 | 0003 | 18.02.2021 | 1662725.02 | 31891028.10 | 33553753.12 | 0337 | FTTx IBD MUMB0337 Siddhi Baba Dargah | 3300512 | SPLICING & TERM OFC,FIXED COST/DAY | 10 | EA - each | 2425 | 24250 | OFC SPLICING&TERMINATION-FIXED COST/DAY#JOB INVOLVES: 1) SPLICING & TERMINATION OF OFC CABLE AS DIRECTED BY EIC. 2) ALL TOOLS AND TACKLES, PPES, CONSUMABLES ARE IN
726 | WORK CHANGE ORDER | 630108053 | 0003 | 18.02.2021 | 1662725.02 | 31891028.10 | 33553753.12 | 0337 | FTTx IBD MUMB0337 Siddhi Baba Dargah | 3098777 | A11102-SELF ADHESIVE LABELS | 400 | 400.000 | 10 | 4000 | 420
727 | WORK CHANGE ORDER | 630108053 | 0003 | 18.02.2021 | 1662725.02 | 31891028.10 | 33553753.12 | 0337 | FTTx IBD MUMB0337 Siddhi Baba Dargah | 3295194 | PREPARATION OF AS BUILT DRAWINGS SBP | 15 | 15 EA - each | 194 | 2910 | AS-BUILT DRAWING FOR ALL WORKS PERFORMED AS PER SCOPE
728 | WORK CHANGE ORDER | 630108053 | 0003 | 18.02.2021 | 1662725.02 | 31891028.10 | 33553753.12 | 0337 | FTTx IBD MUMB0337 Siddhi Baba Dargah | 3111341 | DISPOSAL OF WASTE MATERIALS DEBRIS ETC. | 15 | 15.000 NOS - No. | 679 | 10185 | Collection & disposal of various kinds of unwanted materials / debris
729 | WORK CHANGE ORDER | 630108053 | 0003 | 18.02.2021 | 1662725.02 | 31891028.10 | 33553753.12 | 0337 | FTTx IBD MUMB0337 Siddhi Baba Dargah | 3295891 | MATERIAL STORAGE & SECONDARY TRNSPT | 15 | 15 EA - each | 485 | 7275 | STORAGE AND SECONDARY TRANSPORTATION OF FIM MATERIAL TO BUILDINGS, TO BE CALCULATED PER BUILDING#
730 | WORK CHANGE ORDER | 630108053 | 0003 | 18.02.2021 | 1662725.02 | 31891028.10 | 33553753.12 | 0337 | FTTx IBD MUMB0337 Siddhi Baba Dargah | 3295897 | CHRG: PRE EXECUTION BUILDING SURVEY | 15 | 15 EA - each | 290 | 4350 | PRE EXECUTION BUILDING SURVEY:#THIS IS BUILDING SURVEY BEFORE DEPLOYMENT INSIDE BUILDING DEPLOYMENT/CONSTRUCTION INCLUDES LAYING OF CONDUITS AND OTHER ODN
731 | WORK CHANGE ORDER | 630108053 | 0003 | 18.02.2021 | 1662725.02 | 31891028.10 | 33553753.12 | 0337 | FTTx IBD MUMB0337 Siddhi Baba Dargah | 3318382 | CHRG DRILLING OF HOLE 25MM IN BRICK WALL | 50 | 50 EA - each | 82 | 4100 | CHARGES FOR DRILLING HOLES OF DIAMETER 25MM IN BRICK WALL WITH PROPER DRILL MACHINE AND REINSTATEMENT AFTER CONDUITING TO ENSURE WATER PROOFING OF HOLE.#
732 | WORK CHANGE ORDER | 630108053 | 0003 | 18.02.2021 | 1662725.02 | 31891028.10 | 33553753.12 | 0337 | FTTx IBD MUMB0337 Siddhi Baba Dargah | 3318381 | CHRG DRILLING OF HOLE 40MM IN BRICK WALL | 50 | 50 EA - each | 131 | 6550 | CHARGES FOR DRILLING HOLES OF DIAMETER 40MM IN BRICK WALL WITH PROPER DRILL MACHINE AND REINSTATEMENT AFTER CONDUITING TO ENSURE WATER PROOFING OF HOLE.#
733 | WORK CHANGE ORDER | 630108053 | 0003 | 18.02.2021 | 1662725.02 | 31891028.10 | 33553753.12 | 0337 | FTTx IBD MUMB0337 Siddhi Baba Dargah | 3318200 | CHRG DRILLING OF HOLE 25MM DIA IN RCC | 50 | 50 EA - each | 131 | 6550 | CHARGES FOR DRILLING HOLES OF DIAMETER 25MM IN RCC WITH PROPER DRILL MACHINE AND REINSTATEMENT AFTER CONDUITING TO ENSURE WATER PROOFING OF HOLE.#
734 | WORK CHANGE ORDER | 630108053 | 0003 | 18.02.2021 | 1662725.02 | 31891028.10 | 33553753.12 | 0337 | FTTx IBD MUMB0337 Siddhi Baba Dargah | 3297469 | CHRG:DRILLING OF HOLE 40MM DIA IN RCC | 50 | 50 EA - each | 165 | 8250 | CHARGES FOR DRILLING HOLES OF DIAMETER ~40MM IN RCC WITH PROPER DRILL MACHINE AND REINSTATEMENT AFTER CONDUITING TO ENSURE WATER PROOFING OF HOLE.
735 | WORK CHANGE ORDER | 630108053 | 0003 | 18.02.2021 | 1662725.02 | 31891028.10 | 33553753.12 | 0337 | FTTx IBD MUMB0337 Siddhi Baba Dargah | 3319692 | S&I SIMPLEX PLUG,F/40MM HDPE DUCT | 60 | EA - each | 49 | 2940 | CHARGES FOR SUPPLYING AND FIXING OF SIMPLEX PLUG FOR 40 MM HDPE DUCT#
736 | WORK CHANGE ORDER | 630108053 | 0003 | 18.02.2021 | 1662725.02 | 31891028.10 | 33553753.12 | 0338 | FTTx IBD MUMB0338 Pawan Chayya | 3293883 | CHRG;SHALLOW TRENCH 40 OR 48MM 7WAY DUCT | 50 | 50 M - Meter | 160 | 8000 | EXCAVATION OF SHALLOW TRENCHES MANUALLY/CHIPPING/SLITTING UPTO A DEPTH OF 300 MM, WIDE UP TO 100 MM IN ASPHALT / CONCRETE / TILED SURFACE, LAYING 1 X 40 MM / 1 X 7
737 | WORK CHANGE ORDER | 630108053 | 0003 | 18.02.2021 | 1662725.02 | 31891028.10 | 33553753.12 | 0338 | FTTx IBD MUMB0338 Pawan Chayya | 3314515 | CHRG:SHALLOW TREN 40MM DUCT W/2 NOS | 50 | 50 M - Meter | 160 | 8000 | EXCAVATION OF SHALLOW TRENCHES MANUALLY/CHIPPING/SLITTING IN ASPHALT / CONCRETE / TILED SURFACE, LAYING 2 NOS 40 MM DUCT AND FILLING THE COMPLETE DEPTH, INCLUDING
738 | WORK CHANGE ORDER | 630108053 | 0003 | 18.02.2021 | 1662725.02 | 31891028.10 | 33553753.12 | 0338 | FTTx IBD MUMB0338 Pawan Chayya | 3293878 | CHRG;CLAMPING-1X40MM/1X7WAY MICRO DUCT | 100 | 100M - Meter | 49 | 4900 | CLAMPING OF THE DUCTS 1 X 40 MM / 1 X 7 WAY MICRO DUCT ( 48 MM OD ) ALONG THE WALL WITH THE HELP OF CLAMPING AT EVERY 1 M C/C#
739 | WORK CHANGE ORDER | 630108053 | 0003 | 18.02.2021 | 1662725.02 | 31891028.10 | 33553753.12 | 0338 | FTTx IBD MUMB0338 Pawan Chayya | 3292713 | CHRGS FOR TRANS&INST OF ADSS CABLE-96F | 500 | 500M - Meter | 40 | 20000 | CHARGES FOR TRANSPORTATION & INSTALLATION OF ADSS CABLE- EIC - 96F#
740 | WORK CHANGE ORDER | 630108053 | 0003 | 18.02.2021 | 1662725.02 | 31891028.10 | 33553753.12 | 0338 | FTTx IBD MUMB0338 Pawan Chayya | 3294064 | INSTALLATION 48 F ADSS / FIG 8 CABLE | 1000 | 1,000 | 34 | 34000 | INSTALLATION OF THE AERIAL CABLE (48 F ADSS / FIG 8 ) ALONG WITH THE ACCESSORIES. RATE INCLUDES SURVEY COST AND LOCAL LIASIONING CHARGES.
741 | WORK CHANGE ORDER | 630108053 | 0003 | 18.02.2021 | 1662725.02 | 31891028.10 | 33553753.12 | 0338 | FTTx IBD MUMB0338 Pawan Chayya | 3294065 | INSTALLATION12F ADSS / FIG 8 CABLE | 1500 | 1,500 | 24 | 36000 | INSTALLATION OF THE AERIAL CABLE (12 F ADSS / FIG 8 ) ALONG WITH THE ACCESSORIES. RATE INCLUDES SURVEY COST AND LOCAL LIASIONING CHARGES.
742 | WORK CHANGE ORDER | 630108053 | 0003 | 18.02.2021 | 1662725.02 | 31891028.10 | 33553753.12 | 0338 | FTTx IBD MUMB0338 Pawan Chayya | 3294710 | INSTALLATION 6F ADSS / FIG 8 CABLE | 500 | M - Meter | 19 | 9500 | INSTALLATION OF THE AERIAL CABLE (6 F ADSS / FIG 8 ) ALONG WITH THE ACCESSORIES. RATE INCLUDES SURVEY COST AND LOCAL LIASIONING CHARGES. #
743 | WORK CHANGE ORDER | 630108053 | 0003 | 18.02.2021 | 1662725.02 | 31891028.10 | 33553753.12 | 0338 | FTTx IBD MUMB0338 Pawan Chayya | 3252599 | BLOWING OF 96F | 500 | M - Meter | 15 | 7500 | CHARGES FOR BLOWING OF 96F FIBRE.
744 | WORK CHANGE ORDER | 630108053 | 0003 | 18.02.2021 | 1662725.02 | 31891028.10 | 33553753.12 | 0338 | FTTx IBD MUMB0338 Pawan Chayya | 3294262 | BLOWING / PULLING-48 F | 700 | M - Meter | 10 | 7000 | PULLING/BLOWING OF OFC- 48 F INCLUDING ALL MATERIALS, LABOUR, TOOLS, TACKLES, ETC.. #
745 | WORK CHANGE ORDER | 630108053 | 0003 | 18.02.2021 | 1662725.02 | 31891028.10 | 33553753.12 | 0338 | FTTx IBD MUMB0338 Pawan Chayya | 3294264 | BLOWING / PULLING-12 F | 2000 | 2,000 | 7 | 14000 | PULLING/BLOWING OF OFC-12F INCLUDING ALL MATERIALS, LABOUR, TOOLS, TACKLES, ETC.. #
746 | WORK CHANGE ORDER | 630108053 | 0003 | 18.02.2021 | 1662725.02 | 31891028.10 | 33553753.12 | 0338 | FTTx IBD MUMB0338 Pawan Chayya | 3294265 | BLOWING / PULLING-6 F | 1000 | 1,000 | 5 | 5000 | PULLING/BLOWING OF OFC-6F INCLUDING ALL MATERIALS, LABOUR, TOOLS, TACKLES, ETC.. #
747 | WORK CHANGE ORDER | 630108053 | 0003 | 18.02.2021 | 1662725.02 | 31891028.10 | 33553753.12 | 0338 | FTTx IBD MUMB0338 Pawan Chayya | 3291570 | INSTLTN OF ACCESS CHAMBER 750X400X500 MM | 2 | 2 EA - each | 2328 | 4656 | INSTALLATION OF ACCESS CHAMBERS - SIZE - 750X400X500 MM DEEP.#INCLUDING COVER & LIFTING OF ACCESS CHAMBER-UPTO 50KMS INCLUDING HANDLING ,#EXCAVATION &
748 | WORK CHANGE ORDER | 630108053 | 0003 | 18.02.2021 | 1662725.02 | 31891028.10 | 33553753.12 | 0338 | FTTx IBD MUMB0338 Pawan Chayya | 3314518 | INST OF PULLING CHAMBER 400X400X500MM | 10 | 10 EA - each | 970 | 9700 | INSTALLATION OF PULLING CHAMBERS - SIZE - 400X400X500 MM DEEP ; INCLUDING COVER .#EXCAVATION & BACKFILLING OF PITS ETC AS PER DRAWINGS , SPECIFICATIONS#AND AS
749 | WORK CHANGE ORDER | 630108053 | 0003 | 18.02.2021 | 1662725.02 | 31891028.10 | 33553753.12 | 0338 | FTTx IBD MUMB0338 Pawan Chayya | 3294239 | CHRG;REINST,TRENCH,PCC-1:2:4,GRAVEL 20MM | 1 | 1 M3 - Cubic meter | 5335 | 5335 | CHARGES FOR REINSTATEMENT OF THE TRENCHES / PITS INCLUDING ALL MATERIALS , LABOUR, TOOLS TACKES ETC..BY PCC -1:2:4 GRAVEL SIZE - 20 MM & CURING FOR 7 DAYS. THIS ITEM
750 | WORK CHANGE ORDER | 630108053 | 0003 | 18.02.2021 | 1662725.02 | 31891028.10 | 33553753.12 | 0338 | FTTx IBD MUMB0338 Pawan Chayya | 3291785 | RSTRTN EXCVTD SURFACE- W/COLD BITUMEN | 10 | 10 M - Meter | 1000 | 10000 | CHARGES FOR RESTORATION OF THE EXCAVATED SURFACES USING THE COLD BITUMEN INCLUDING PROPER COMPACTION ETC. ALL COMPLETE INCLUDING ALL MATERIALS TOOLS TACKLES
751 | WORK CHANGE ORDER | 630108053 | 0003 | 18.02.2021 | 1662725.02 | 31891028.10 | 33553753.12 | 0338 | FTTx IBD MUMB0338 Pawan Chayya | 3291786 | RSTRTN EXCVTD SURFACES-W/ HOT BITUMEN | 10 | 10 M - Meter | 383 | 3830 | CHARGES FOR RESTORATION OF THE EXCAVATED SURFACES USING THE HOT BITUMEN INCLUDING PROPER COMPACTION ETC. ALL COMPLETE INCLUDING ALL MATERIALS TOOLS TACKLES
752 | WORK CHANGE ORDER | 630108053 | 0003 | 18.02.2021 | 1662725.02 | 31891028.10 | 33553753.12 | 0338 | FTTx IBD MUMB0338 Pawan Chayya | 3290664 | CHRG F/RESTORATN OF SURF ;W/EXT TILES | 30 | 30 M - Meter | 286 | 8580 | CHARGES FOR RESTORATION OF THE EXCAVATED SURFACES USING THE EXISTING TILES OVER 100 MM THICK CONCRETE BEDDING. THE COST TO INCLUDE THE COST OF THE TILES,
753 | WORK CHANGE ORDER | 630108053 | 0003 | 18.02.2021 | 1662725.02 | 31891028.10 | 33553753.12 | 0338 | FTTx IBD MUMB0338 Pawan Chayya | 3291784 | RSTRTN EXCVTD SURFACE-W/ PAVER BLOCK | 30 | 30 M - Meter | 631 | 18930 | CHARGES FOR RESTORATION OF THE EXCAVATED SURFACE USING NEW INTER LOCKING PAVER BLOCK OVER 100 MM THICK CONCRETE BEDDING. THE COST TO INCLUDE THE COST OF THE
754 | WORK CHANGE ORDER | 630108053 | 0003 | 18.02.2021 | 1662725.02 | 31891028.10 | 33553753.12 | 0338 | FTTx IBD MUMB0338 Pawan Chayya | 3291783 | RESTORATION OF EXCV SURFACE-W/KOTA STONE | 10 | 10 M - Meter | 550 | 5500 | CHARGES FOR RESTORATION OF THE EXCAVATED SURFACE USING NEW KOTA STONE OVER 100 MM THICK CONCRETE BEDDING. THE COST TO INCLUDE THE COST OF THE KOTA STONE ,
755 | WORK CHANGE ORDER | 630108053 | 0003 | 18.02.2021 | 1662725.02 | 31891028.10 | 33553753.12 | 0338 | FTTx IBD MUMB0338 Pawan Chayya | 3290665 | CHRG F/RESTORATN OF SURF ;W/CHEQUED TILE | 30 | 30 M - Meter | 419 | 12570 | CHARGES FOR RESTORATION OF THE EXCAVATED SURFACE USING NEW INTER CHEQUERED TILE OVER 100 MM THICK CONCRETE BEDDING. THE COST TO INCLUDE THE COST OF THE KOTA
756 | WORK CHANGE ORDER | 630108053 | 0003 | 18.02.2021 | 1662725.02 | 31891028.10 | 33553753.12 | 0338 | FTTx IBD MUMB0338 Pawan Chayya | 3171149 | S/FIXING PVC CONDUIT 25 MM | 1000 | 1,000 | 60 | 60000 | S/FIXING PVC CONDUIT 25MM
757 | WORK CHANGE ORDER | 630108053 | 0003 | 18.02.2021 | 1662725.02 | 31891028.10 | 33553753.12 | 0338 | FTTx IBD MUMB0338 Pawan Chayya | 3171151 | S/FIXING PVC CONDUIT 40 MM | 600 | M - Meter | 111 | 66600 | S/FIXING PVC CONDUIT 40 MM
758 | WORK CHANGE ORDER | 630108053 | 0003 | 18.02.2021 | 1662725.02 | 31891028.10 | 33553753.12 | 0338 | FTTx IBD MUMB0338 Pawan Chayya | 3318608 | S&I 25MM PVC CONDUIT USING SCAFFOLDING | 100 | 100M - Meter | 133 | 13300 | SUPPLY AND INSTALLATION OF 25MM OUTER DIA CONDUIT ON EXTERNAL WALL WITH THE HELP OF JHOOLA HOLDING
759 | WORK CHANGE ORDER | 630108053 | 0003 | 18.02.2021 | 1662725.02 | 31891028.10 | 33553753.12 | 0338 | FTTx IBD MUMB0338 Pawan Chayya | 3318609 | S&I 40MM PVC CONDUIT USING SCAFFOLDING | 100 | 100M - Meter | 188 | 18800 | SUPPLY AND INSTALLATION OF 40MM OUTER DIA CONDUIT ON EXTERNAL WALL WITH THE HELP OF JHOOLA HOLDING INCLUDING MANPOWER, COUPLERS, BENDS, TEES, SADDLES, CLAMPS,
760 | WORK CHANGE ORDER | 630108053 | 0003 | 18.02.2021 | 1662725.02 | 31891028.10 | 33553753.12 | 0338 | FTTx IBD MUMB0338 Pawan Chayya | 3206508 | SUP&LAY FLEX PVC CONDUIT DIA 25MM | 200 | M - Meter | 71 | 14200 | Supplying and laying of following sizes of flexible PVC conduit along with conduit accessories complete as required.
761 | WORK CHANGE ORDER | 630108053 | 0003 | 18.02.2021 | 1662725.02 | 31891028.10 | 33553753.12 | 0338 | FTTx IBD MUMB0338 Pawan Chayya | 3206510 | SUP&LAY FLEX PVC CONDUIT DIA 40MM | 150 | M - Meter | 116 | 17400 | Supplying and laying of following sizes of flexible PVC conduit along with conduit
762 | WORK CHANGE ORDER | 630108053 | 0003 | 18.02.2021 | 1662725.02 | 31891028.10 | 33553753.12 | 0338 | FTTx IBD MUMB0338 Pawan Chayya | 3318971 | S&I 25MM FLEXI PVC CONDUIT W/SCAFFOLDING | 100 | 100M - Meter | 144 | 14400 | SUPPLY AND INSTALLATION OF 25MM DIA REINFORCED FLEXIBLE CONDUIT ON EXTERNAL WALL WITH THE HELP OF JHOOLA HOLDING INCLUDING MANPOWER, COUPLERS, BENDS, TEES,
763 | WORK CHANGE ORDER | 630108053 | 0003 | 18.02.2021 | 1662725.02 | 31891028.10 | 33553753.12 | 0338 | FTTx IBD MUMB0338 Pawan Chayya | 3318972 | S&I 40MM FLEXI PVC CONDUIT W/SCAFFOLDING | 100 | 100M - Meter | 194 | 19400 | SUPPLY AND INSTALLATION OF 40MM DIA REINFORCED FLEXIBLE CONDUIT ON EXTERNAL WALL WITH THE HELP OF JHOOLA HOLDING INCLUDING MANPOWER, COUPLERS, BENDS, TEES,
764 | WORK CHANGE ORDER | 630108053 | 0003 | 18.02.2021 | 1662725.02 | 31891028.10 | 33553753.12 | 0338 | FTTx IBD MUMB0338 Pawan Chayya | 3319687 | P&F PVC JUNCTION BOX 40MM,4-WAY | 150 | EA - each | 30 | 4500 | CHARGES FOR SUPPLYING AND FIXING OF PVC JUNCTION BOX 40MM,FOUR WAY IN REQUIRED POSITION ALONG THE LINE OF PVC CONDUIT#
765 | WORK CHANGE ORDER | 630108053 | 0003 | 18.02.2021 | 1662725.02 | 31891028.10 | 33553753.12 | 0338 | FTTx IBD MUMB0338 Pawan Chayya | 3319688 | P&F PVC JUNCTION BOX 40MM,3-WAY | 150 | EA - each | 30 | 4500 | CHARGES FOR SUPPLYING AND FIXING OF PVC JUNCTION BOX 40MM,THREE WAY IN REQUIRED POSITION ALONG THE LINE OF PVC CONDUIT#
766 | WORK CHANGE ORDER | 630108053 | 0003 | 18.02.2021 | 1662725.02 | 31891028.10 | 33553753.12 | 0338 | FTTx IBD MUMB0338 Pawan Chayya | 3192918 | CHRG:S/F:PVC JUNCTION BOX 25MM,4-WAY | 150 | 150EA - each | 19 | 2850 | CHARGES FOR SUPPLYING AND FIXING OF PVC JUNCTION BOX
767 | WORK CHANGE ORDER | 630108053 | 0003 | 18.02.2021 | 1662725.02 | 31891028.10 | 33553753.12 | 0338 | FTTx IBD MUMB0338 Pawan Chayya | 3192917 | CHRG:S/F:PVC JUNCTION BOX 25MM,3-WAY | 150 | 150EA - each | 19 | 2850 | CHARGES FOR SUPPLYING AND FIXING OF PVC JUNCTION BOX
768 | WORK CHANGE ORDER | 630108053 | 0003 | 18.02.2021 | 1662725.02 | 31891028.10 | 33553753.12 | 0338 | FTTx IBD MUMB0338 Pawan Chayya | 3259755 | INSTALLATION OF FDC | 15 | EA - each | 49 | 735 | Installation of Fibre Distribution Cabinet
769 | WORK CHANGE ORDER | 630108053 | 0003 | 18.02.2021 | 1662725.02 | 31891028.10 | 33553753.12 | 0338 | FTTx IBD MUMB0338 Pawan Chayya | 3294022 | INSTALLATION OF FAT (WALL/POLE MOUNTED) | 50 | 50 EA - each | 49 | 2450 | INSTALLATION OF FIBRE ACCESS TERMINAL (WALL/POLE MOUNTED)#
770 | WORK CHANGE ORDER | 630108053 | 0003 | 18.02.2021 | 1662725.02 | 31891028.10 | 33553753.12 | 0338 | FTTx IBD MUMB0338 Pawan Chayya | 3293902 | INSTALLATION LEVEL 1 ( S1 ) SPLITTER | 20 | EA - each | 49 | 980 | INSTALLATION OF FREE ISSUED SPLITTER AT SUGGESTED LOCATION INCLUDING ALL MANPOWER, TOOLS TACKLES, HARDWARES ETC. COMPLETE AS PER THE DRG AND DIRECTION OF
771 | WORK CHANGE ORDER | 630108053 | 0003 | 18.02.2021 | 1662725.02 | 31891028.10 | 33553753.12 | 0338 | FTTx IBD MUMB0338 Pawan Chayya | 3293903 | INSTALLATION LEVEL 2 ( S2 ) SPLITTER | 160 | EA - each | 49 | 7840 | INSTALLATION OF FREE ISSUED SPLITTER AT SUGGESTED LOCATION INCLUDING ALL MANPOWER, TOOLS TACKLES, HARDWARES ETC. COMPLETE AS PER THE DRG AND DIRECTION OF
772 | WORK CHANGE ORDER | 630108053 | 0003 | 18.02.2021 | 1662725.02 | 31891028.10 | 33553753.12 | 0338 | FTTx IBD MUMB0338 Pawan Chayya | 3252601 | SPLICING,JOINTING & TERMINATION-48F | 500 | 500.000 NOS - No. | 112 | 56000 | CHARGES FOR SPLICING,JOINTING & TERMINATION OF 48F FIBRE.
773 | WORK CHANGE ORDER | 630108053 | 0003 | 18.02.2021 | 1662725.02 | 31891028.10 | 33553753.12 | 0338 | FTTx IBD MUMB0338 Pawan Chayya | 3252602 | SPLICING,JOINTING & TERMINATION-96F | 192 | 192.000 NOS - No. | 112 | 21504 | CHARGES FOR SPLICING,JOINTING & TERMINATION OF 96F FIBRE.
774 | WORK CHANGE ORDER | 630108053 | 0003 | 18.02.2021 | 1662725.02 | 31891028.10 | 33553753.12 | 0338 | FTTx IBD MUMB0338 Pawan Chayya | 3300512 | SPLICING & TERM OFC,FIXED COST/DAY | 10 | EA - each | 2425 | 24250 | OFC SPLICING&TERMINATION-FIXED COST/DAY#JOB INVOLVES: 1) SPLICING & TERMINATION OF OFC CABLE AS DIRECTED BY EIC. 2) ALL TOOLS AND TACKLES, PPES, CONSUMABLES ARE IN
775 | WORK CHANGE ORDER | 630108053 | 0003 | 18.02.2021 | 1662725.02 | 31891028.10 | 33553753.12 | 0338 | FTTx IBD MUMB0338 Pawan Chayya | 3098777 | A11102-SELF ADHESIVE LABELS | 400 | 400.000 | 10 | 4000 | 420
776 | WORK CHANGE ORDER | 630108053 | 0003 | 18.02.2021 | 1662725.02 | 31891028.10 | 33553753.12 | 0338 | FTTx IBD MUMB0338 Pawan Chayya | 3295194 | PREPARATION OF AS BUILT DRAWINGS SBP | 15 | 15 EA - each | 194 | 2910 | AS-BUILT DRAWING FOR ALL WORKS PERFORMED AS PER SCOPE
777 | WORK CHANGE ORDER | 630108053 | 0003 | 18.02.2021 | 1662725.02 | 31891028.10 | 33553753.12 | 0338 | FTTx IBD MUMB0338 Pawan Chayya | 3111341 | DISPOSAL OF WASTE MATERIALS DEBRIS ETC. | 15 | 15.000 NOS - No. | 679 | 10185 | Collection & disposal of various kinds of unwanted materials / debris
778 | WORK CHANGE ORDER | 630108053 | 0003 | 18.02.2021 | 1662725.02 | 31891028.10 | 33553753.12 | 0338 | FTTx IBD MUMB0338 Pawan Chayya | 3295891 | MATERIAL STORAGE & SECONDARY TRNSPT | 15 | 15 EA - each | 485 | 7275 | STORAGE AND SECONDARY TRANSPORTATION OF FIM MATERIAL TO BUILDINGS, TO BE CALCULATED PER BUILDING#
779 | WORK CHANGE ORDER | 630108053 | 0003 | 18.02.2021 | 1662725.02 | 31891028.10 | 33553753.12 | 0338 | FTTx IBD MUMB0338 Pawan Chayya | 3295897 | CHRG: PRE EXECUTION BUILDING SURVEY | 15 | 15 EA - each | 290 | 4350 | PRE EXECUTION BUILDING SURVEY:#THIS IS BUILDING SURVEY BEFORE DEPLOYMENT INSIDE BUILDING DEPLOYMENT/CONSTRUCTION INCLUDES LAYING OF CONDUITS AND OTHER ODN
780 | WORK CHANGE ORDER | 630108053 | 0003 | 18.02.2021 | 1662725.02 | 31891028.10 | 33553753.12 | 0338 | FTTx IBD MUMB0338 Pawan Chayya | 3318382 | CHRG DRILLING OF HOLE 25MM IN BRICK WALL | 50 | 50 EA - each | 82 | 4100 | CHARGES FOR DRILLING HOLES OF DIAMETER 25MM IN BRICK WALL WITH PROPER DRILL MACHINE AND REINSTATEMENT AFTER CONDUITING TO ENSURE WATER PROOFING OF HOLE.#
781 | WORK CHANGE ORDER | 630108053 | 0003 | 18.02.2021 | 1662725.02 | 31891028.10 | 33553753.12 | 0338 | FTTx IBD MUMB0338 Pawan Chayya | 3318381 | CHRG DRILLING OF HOLE 40MM IN BRICK WALL | 50 | 50 EA - each | 131 | 6550 | CHARGES FOR DRILLING HOLES OF DIAMETER 40MM IN BRICK WALL WITH PROPER DRILL MACHINE AND REINSTATEMENT AFTER CONDUITING TO ENSURE WATER PROOFING OF HOLE.#
782 | WORK CHANGE ORDER | 630108053 | 0003 | 18.02.2021 | 1662725.02 | 31891028.10 | 33553753.12 | 0338 | FTTx IBD MUMB0338 Pawan Chayya | 3318200 | CHRG DRILLING OF HOLE 25MM DIA IN RCC | 50 | 50 EA - each | 131 | 6550 | CHARGES FOR DRILLING HOLES OF DIAMETER 25MM IN RCC WITH PROPER DRILL MACHINE AND REINSTATEMENT AFTER CONDUITING TO ENSURE WATER PROOFING OF HOLE.#
783 | WORK CHANGE ORDER | 630108053 | 0003 | 18.02.2021 | 1662725.02 | 31891028.10 | 33553753.12 | 0338 | FTTx IBD MUMB0338 Pawan Chayya | 3297469 | CHRG:DRILLING OF HOLE 40MM DIA IN RCC | 50 | 50 EA - each | 165 | 8250 | CHARGES FOR DRILLING HOLES OF DIAMETER ~40MM IN RCC WITH PROPER DRILL MACHINE AND REINSTATEMENT AFTER CONDUITING TO ENSURE WATER PROOFING OF HOLE.
784 | WORK CHANGE ORDER | 630108053 | 0003 | 18.02.2021 | 1662725.02 | 31891028.10 | 33553753.12 | 0338 | FTTx IBD MUMB0338 Pawan Chayya | 3319692 | S&I SIMPLEX PLUG,F/40MM HDPE DUCT | 60 | EA - each | 49 | 2940 | CHARGES FOR SUPPLYING AND FIXING OF SIMPLEX PLUG FOR 40 MM HDPE DUCT#
785 | WORK CHANGE ORDER | 630108053 | 0003 | 18.02.2021 | 1662725.02 | 31891028.10 | 33553753.12 | 0350 | FTTx IBD MUMB0350 Dhanwatey | 3293883 | CHRG;SHALLOW TRENCH 40 OR 48MM 7WAY DUCT | 50 | 50 M - Meter | 160 | 8000 | EXCAVATION OF SHALLOW TRENCHES MANUALLY/CHIPPING/SLITTING UPTO A DEPTH OF 300 MM, WIDE UP TO 100 MM IN ASPHALT / CONCRETE / TILED SURFACE, LAYING 1 X 40 MM / 1 X 7
786 | WORK CHANGE ORDER | 630108053 | 0003 | 18.02.2021 | 1662725.02 | 31891028.10 | 33553753.12 | 0350 | FTTx IBD MUMB0350 Dhanwatey | 3314515 | CHRG:SHALLOW TREN 40MM DUCT W/2 NOS | 350 | 350M - Meter | 160 | 56000 | EXCAVATION OF SHALLOW TRENCHES MANUALLY/CHIPPING/SLITTING IN ASPHALT / CONCRETE / TILED SURFACE, LAYING 2 NOS 40 MM DUCT AND FILLING THE COMPLETE DEPTH, INCLUDING
787 | WORK CHANGE ORDER | 630108053 | 0003 | 18.02.2021 | 1662725.02 | 31891028.10 | 33553753.12 | 0350 | FTTx IBD MUMB0350 Dhanwatey | 3293878 | CHRG;CLAMPING-1X40MM/1X7WAY MICRO DUCT | 100 | 100M - Meter | 49 | 4900 | CLAMPING OF THE DUCTS 1 X 40 MM / 1 X 7 WAY MICRO DUCT ( 48 MM OD ) ALONG THE WALL WITH THE HELP OF CLAMPING AT EVERY 1 M C/C#
788 | WORK CHANGE ORDER | 630108053 | 0003 | 18.02.2021 | 1662725.02 | 31891028.10 | 33553753.12 | 0350 | FTTx IBD MUMB0350 Dhanwatey | 3292713 | CHRGS FOR TRANS&INST OF ADSS CABLE-96F | 500 | 500M - Meter | 40 | 20000 | CHARGES FOR TRANSPORTATION & INSTALLATION OF ADSS CABLE- EIC - 96F#
789 | WORK CHANGE ORDER | 630108053 | 0003 | 18.02.2021 | 1662725.02 | 31891028.10 | 33553753.12 | 0350 | FTTx IBD MUMB0350 Dhanwatey | 3294064 | INSTALLATION 48 F ADSS / FIG 8 CABLE | 1000 | 1,000 | 34 | 34000 | INSTALLATION OF THE AERIAL CABLE (48 F ADSS / FIG 8 ) ALONG WITH THE ACCESSORIES. RATE INCLUDES SURVEY COST AND LOCAL LIASIONING CHARGES.
790 | WORK CHANGE ORDER | 630108053 | 0003 | 18.02.2021 | 1662725.02 | 31891028.10 | 33553753.12 | 0350 | FTTx IBD MUMB0350 Dhanwatey | 3294065 | INSTALLATION12F ADSS / FIG 8 CABLE | 1500 | 1,500 | 24 | 36000 | INSTALLATION OF THE AERIAL CABLE (12 F ADSS / FIG 8 ) ALONG WITH THE ACCESSORIES. RATE INCLUDES SURVEY COST AND LOCAL LIASIONING CHARGES.
791 | WORK CHANGE ORDER | 630108053 | 0003 | 18.02.2021 | 1662725.02 | 31891028.10 | 33553753.12 | 0350 | FTTx IBD MUMB0350 Dhanwatey | 3294710 | INSTALLATION 6F ADSS / FIG 8 CABLE | 500 | M - Meter | 19 | 9500 | INSTALLATION OF THE AERIAL CABLE (6 F ADSS / FIG 8 ) ALONG WITH THE ACCESSORIES. RATE INCLUDES SURVEY COST AND LOCAL LIASIONING CHARGES. #
792 | WORK CHANGE ORDER | 630108053 | 0003 | 18.02.2021 | 1662725.02 | 31891028.10 | 33553753.12 | 0350 | FTTx IBD MUMB0350 Dhanwatey | 3252599 | BLOWING OF 96F | 500 | M - Meter | 15 | 7500 | CHARGES FOR BLOWING OF 96F FIBRE.
793 | WORK CHANGE ORDER | 630108053 | 0003 | 18.02.2021 | 1662725.02 | 31891028.10 | 33553753.12 | 0350 | FTTx IBD MUMB0350 Dhanwatey | 3294262 | BLOWING / PULLING-48 F | 700 | M - Meter | 10 | 7000 | PULLING/BLOWING OF OFC- 48 F INCLUDING ALL MATERIALS, LABOUR, TOOLS, TACKLES, ETC.. #
794 | WORK CHANGE ORDER | 630108053 | 0003 | 18.02.2021 | 1662725.02 | 31891028.10 | 33553753.12 | 0350 | FTTx IBD MUMB0350 Dhanwatey | 3294264 | BLOWING / PULLING-12 F | 2000 | 2,000 | 7 | 14000 | PULLING/BLOWING OF OFC-12F INCLUDING ALL MATERIALS, LABOUR, TOOLS, TACKLES, ETC.. #
795 | WORK CHANGE ORDER | 630108053 | 0003 | 18.02.2021 | 1662725.02 | 31891028.10 | 33553753.12 | 0350 | FTTx IBD MUMB0350 Dhanwatey | 3294265 | BLOWING / PULLING-6 F | 1000 | 1,000 | 5 | 5000 | PULLING/BLOWING OF OFC-6F INCLUDING ALL MATERIALS, LABOUR, TOOLS, TACKLES, ETC.. #
796 | WORK CHANGE ORDER | 630108053 | 0003 | 18.02.2021 | 1662725.02 | 31891028.10 | 33553753.12 | 0350 | FTTx IBD MUMB0350 Dhanwatey | 3291570 | INSTLTN OF ACCESS CHAMBER 750X400X500 MM | 2 | 2 EA - each | 2328 | 4656 | INSTALLATION OF ACCESS CHAMBERS - SIZE - 750X400X500 MM DEEP.#INCLUDING COVER & LIFTING OF ACCESS CHAMBER-UPTO 50KMS INCLUDING HANDLING ,#EXCAVATION &
797 | WORK CHANGE ORDER | 630108053 | 0003 | 18.02.2021 | 1662725.02 | 31891028.10 | 33553753.12 | 0350 | FTTx IBD MUMB0350 Dhanwatey | 3314518 | INST OF PULLING CHAMBER 400X400X500MM | 10 | 10 EA - each | 970 | 9700 | INSTALLATION OF PULLING CHAMBERS - SIZE - 400X400X500 MM DEEP ; INCLUDING COVER .#EXCAVATION & BACKFILLING OF PITS ETC AS PER DRAWINGS , SPECIFICATIONS#AND AS
798 | WORK CHANGE ORDER | 630108053 | 0003 | 18.02.2021 | 1662725.02 | 31891028.10 | 33553753.12 | 0350 | FTTx IBD MUMB0350 Dhanwatey | 3294239 | CHRG;REINST,TRENCH,PCC-1:2:4,GRAVEL 20MM | 5 | 5 M3 - Cubic meter | 5335 | 26675 | CHARGES FOR REINSTATEMENT OF THE TRENCHES / PITS INCLUDING ALL MATERIALS , LABOUR, TOOLS TACKES ETC..BY PCC -1:2:4 GRAVEL SIZE - 20 MM & CURING FOR 7 DAYS. THIS ITEM
799 | WORK CHANGE ORDER | 630108053 | 0003 | 18.02.2021 | 1662725.02 | 31891028.10 | 33553753.12 | 0350 | FTTx IBD MUMB0350 Dhanwatey | 3291785 | RSTRTN EXCVTD SURFACE- W/COLD BITUMEN | 10 | 10 M - Meter | 1000 | 10000 | CHARGES FOR RESTORATION OF THE EXCAVATED SURFACES USING THE COLD BITUMEN INCLUDING PROPER COMPACTION ETC. ALL COMPLETE INCLUDING ALL MATERIALS TOOLS TACKLES
800 | WORK CHANGE ORDER | 630108053 | 0003 | 18.02.2021 | 1662725.02 | 31891028.10 | 33553753.12 | 0350 | FTTx IBD MUMB0350 Dhanwatey | 3291786 | RSTRTN EXCVTD SURFACES-W/ HOT BITUMEN | 10 | 10 M - Meter | 383 | 3830 | CHARGES FOR RESTORATION OF THE EXCAVATED SURFACES USING THE HOT BITUMEN INCLUDING PROPER COMPACTION ETC. ALL COMPLETE INCLUDING ALL MATERIALS TOOLS TACKLES
801 | WORK CHANGE ORDER | 630108053 | 0003 | 18.02.2021 | 1662725.02 | 31891028.10 | 33553753.12 | 0350 | FTTx IBD MUMB0350 Dhanwatey | 3290664 | CHRG F/RESTORATN OF SURF ;W/EXT TILES | 30 | 30 M - Meter | 286 | 8580 | CHARGES FOR RESTORATION OF THE EXCAVATED SURFACES USING THE EXISTING TILES OVER 100 MM THICK CONCRETE BEDDING. THE COST TO INCLUDE THE COST OF THE TILES,
802 | WORK CHANGE ORDER | 630108053 | 0003 | 18.02.2021 | 1662725.02 | 31891028.10 | 33553753.12 | 0350 | FTTx IBD MUMB0350 Dhanwatey | 3291784 | RSTRTN EXCVTD SURFACE-W/ PAVER BLOCK | 30 | 30 M - Meter | 631 | 18930 | CHARGES FOR RESTORATION OF THE EXCAVATED SURFACE USING NEW INTER LOCKING PAVER BLOCK OVER 100 MM THICK CONCRETE BEDDING. THE COST TO INCLUDE THE COST OF THE
803 | WORK CHANGE ORDER | 630108053 | 0003 | 18.02.2021 | 1662725.02 | 31891028.10 | 33553753.12 | 0350 | FTTx IBD MUMB0350 Dhanwatey | 3291783 | RESTORATION OF EXCV SURFACE-W/KOTA STONE | 10 | 10 M - Meter | 550 | 5500 | CHARGES FOR RESTORATION OF THE EXCAVATED SURFACE USING NEW KOTA STONE OVER 100 MM THICK CONCRETE BEDDING. THE COST TO INCLUDE THE COST OF THE KOTA STONE ,
804 | WORK CHANGE ORDER | 630108053 | 0003 | 18.02.2021 | 1662725.02 | 31891028.10 | 33553753.12 | 0350 | FTTx IBD MUMB0350 Dhanwatey | 3290665 | CHRG F/RESTORATN OF SURF ;W/CHEQUED TILE | 30 | 30 M - Meter | 419 | 12570 | CHARGES FOR RESTORATION OF THE EXCAVATED SURFACE USING NEW INTER CHEQUERED TILE OVER 100 MM THICK CONCRETE BEDDING. THE COST TO INCLUDE THE COST OF THE KOTA
805 | WORK CHANGE ORDER | 630108053 | 0003 | 18.02.2021 | 1662725.02 | 31891028.10 | 33553753.12 | 0350 | FTTx IBD MUMB0350 Dhanwatey | 3171149 | S/FIXING PVC CONDUIT 25 MM | 1000 | 1,000 | 60 | 60000 | S/FIXING PVC CONDUIT 25MM
806 | WORK CHANGE ORDER | 630108053 | 0003 | 18.02.2021 | 1662725.02 | 31891028.10 | 33553753.12 | 0350 | FTTx IBD MUMB0350 Dhanwatey | 3171151 | S/FIXING PVC CONDUIT 40 MM | 600 | M - Meter | 111 | 66600 | S/FIXING PVC CONDUIT 40 MM
807 | WORK CHANGE ORDER | 630108053 | 0003 | 18.02.2021 | 1662725.02 | 31891028.10 | 33553753.12 | 0350 | FTTx IBD MUMB0350 Dhanwatey | 3318608 | S&I 25MM PVC CONDUIT USING SCAFFOLDING | 100 | 100M - Meter | 133 | 13300 | SUPPLY AND INSTALLATION OF 25MM OUTER DIA CONDUIT ON EXTERNAL WALL WITH THE HELP OF JHOOLA HOLDING INCLUDING MANPOWER, COUPLERS, BENDS, TEES, SADDLES, CLAMPS,
808 | WORK CHANGE ORDER | 630108053 | 0003 | 18.02.2021 | 1662725.02 | 31891028.10 | 33553753.12 | 0350 | FTTx IBD MUMB0350 Dhanwatey | 3318609 | S&I 40MM PVC CONDUIT USING SCAFFOLDING | 100 | 100M - Meter | 188 | 18800 | SUPPLY AND INSTALLATION OF 40MM OUTER DIA CONDUIT ON EXTERNAL WALL WITH THE HELP OF JHOOLA HOLDING INCLUDING MANPOWER, COUPLERS, BENDS, TEES, SADDLES, CLAMPS,
809 | WORK CHANGE ORDER | 630108053 | 0003 | 18.02.2021 | 1662725.02 | 31891028.10 | 33553753.12 | 0350 | FTTx IBD MUMB0350 Dhanwatey | 3206508 | SUP&LAY FLEX PVC CONDUIT DIA 25MM | 200 | M - Meter | 71 | 14200 | Supplying and laying of following sizes of flexible PVC conduit along with conduit accessories complete as required.
810 | WORK CHANGE ORDER | 630108053 | 0003 | 18.02.2021 | 1662725.02 | 31891028.10 | 33553753.12 | 0350 | FTTx IBD MUMB0350 Dhanwatey | 3206510 | SUP&LAY FLEX PVC CONDUIT DIA 40MM | 150 | M - Meter | 116 | 17400 | Supplying and laying of following sizes of flexible PVC conduit along with conduit
811 | WORK CHANGE ORDER | 630108053 | 0003 | 18.02.2021 | 1662725.02 | 31891028.10 | 33553753.12 | 0350 | FTTx IBD MUMB0350 Dhanwatey | 3318971 | S&I 25MM FLEXI PVC CONDUIT W/SCAFFOLDING | 100 | 100M - Meter | 144 | 14400 | SUPPLY AND INSTALLATION OF 25MM DIA REINFORCED FLEXIBLE CONDUIT ON EXTERNAL WALL WITH THE HELP OF JHOOLA HOLDING INCLUDING MANPOWER, COUPLERS, BENDS, TEES,
812 | WORK CHANGE ORDER | 630108053 | 0003 | 18.02.2021 | 1662725.02 | 31891028.10 | 33553753.12 | 0350 | FTTx IBD MUMB0350 Dhanwatey | 3318972 | S&I 40MM FLEXI PVC CONDUIT W/SCAFFOLDING | 100 | 100M - Meter | 194 | 19400 | SUPPLY AND INSTALLATION OF 40MM DIA REINFORCED FLEXIBLE CONDUIT ON EXTERNAL WALL WITH THE HELP OF JHOOLA HOLDING INCLUDING MANPOWER, COUPLERS, BENDS, TEES,
813 | WORK CHANGE ORDER | 630108053 | 0003 | 18.02.2021 | 1662725.02 | 31891028.10 | 33553753.12 | 0350 | FTTx IBD MUMB0350 Dhanwatey | 3319687 | P&F PVC JUNCTION BOX 40MM,4-WAY | 150 | EA - each | 30 | 4500 | CHARGES FOR SUPPLYING AND FIXING OF PVC JUNCTION BOX 40MM,FOUR WAY IN REQUIRED POSITION ALONG THE LINE OF PVC CONDUIT#
814 | WORK CHANGE ORDER | 630108053 | 0003 | 18.02.2021 | 1662725.02 | 31891028.10 | 33553753.12 | 0350 | FTTx IBD MUMB0350 Dhanwatey | 3319688 | P&F PVC JUNCTION BOX 40MM,3-WAY | 150 | EA - each | 30 | 4500 | CHARGES FOR SUPPLYING AND FIXING OF PVC JUNCTION BOX 40MM,THREE WAY IN REQUIRED POSITION ALONG THE LINE OF PVC CONDUIT#
815 | WORK CHANGE ORDER | 630108053 | 0003 | 18.02.2021 | 1662725.02 | 31891028.10 | 33553753.12 | 0350 | FTTx IBD MUMB0350 Dhanwatey | 3192918 | CHRG:S/F:PVC JUNCTION BOX 25MM,4-WAY | 150 | 150EA - each | 19 | 2850 | CHARGES FOR SUPPLYING AND FIXING OF PVC JUNCTION BOX
816 | WORK CHANGE ORDER | 630108053 | 0003 | 18.02.2021 | 1662725.02 | 31891028.10 | 33553753.12 | 0350 | FTTx IBD MUMB0350 Dhanwatey | 3192917 | CHRG:S/F:PVC JUNCTION BOX 25MM,3-WAY | 150 | 150EA - each | 19 | 2850 | CHARGES FOR SUPPLYING AND FIXING OF PVC JUNCTION BOX
817 | WORK CHANGE ORDER | 630108053 | 0003 | 18.02.2021 | 1662725.02 | 31891028.10 | 33553753.12 | 0350 | FTTx IBD MUMB0350 Dhanwatey | 3259755 | INSTALLATION OF FDC | 15 | EA - each | 49 | 735 | Installation of Fibre Distribution Cabinet
818 | WORK CHANGE ORDER | 630108053 | 0003 | 18.02.2021 | 1662725.02 | 31891028.10 | 33553753.12 | 0350 | FTTx IBD MUMB0350 Dhanwatey | 3294022 | INSTALLATION OF FAT (WALL/POLE MOUNTED) | 50 | 50 EA - each | 49 | 2450 | INSTALLATION OF FIBRE ACCESS TERMINAL (WALL/POLE MOUNTED)#
819 | WORK CHANGE ORDER | 630108053 | 0003 | 18.02.2021 | 1662725.02 | 31891028.10 | 33553753.12 | 0350 | FTTx IBD MUMB0350 Dhanwatey | 3293902 | INSTALLATION LEVEL 1 ( S1 ) SPLITTER | 20 | EA - each | 49 | 980 | INSTALLATION OF FREE ISSUED SPLITTER AT SUGGESTED LOCATION INCLUDING ALL MANPOWER, TOOLS TACKLES, HARDWARES ETC. COMPLETE AS PER THE DRG AND DIRECTION OF
820 | WORK CHANGE ORDER | 630108053 | 0003 | 18.02.2021 | 1662725.02 | 31891028.10 | 33553753.12 | 0350 | FTTx IBD MUMB0350 Dhanwatey | 3293903 | INSTALLATION LEVEL 2 ( S2 ) SPLITTER | 160 | EA - each | 49 | 7840 | INSTALLATION OF FREE ISSUED SPLITTER AT SUGGESTED LOCATION INCLUDING ALL MANPOWER, TOOLS TACKLES, HARDWARES ETC. COMPLETE AS PER THE DRG AND DIRECTION OF
821 | WORK CHANGE ORDER | 630108053 | 0003 | 18.02.2021 | 1662725.02 | 31891028.10 | 33553753.12 | 0350 | FTTx IBD MUMB0350 Dhanwatey | 3252601 | SPLICING,JOINTING & TERMINATION-48F | 500 | 500.000 NOS - No. | 112 | 56000 | CHARGES FOR SPLICING,JOINTING & TERMINATION OF 48F FIBRE.
822 | WORK CHANGE ORDER | 630108053 | 0003 | 18.02.2021 | 1662725.02 | 31891028.10 | 33553753.12 | 0350 | FTTx IBD MUMB0350 Dhanwatey | 3252602 | SPLICING,JOINTING & TERMINATION-96F | 192 | 192.000 NOS - No. | 112 | 21504 | CHARGES FOR SPLICING,JOINTING & TERMINATION OF 96F FIBRE.
823 | WORK CHANGE ORDER | 630108053 | 0003 | 18.02.2021 | 1662725.02 | 31891028.10 | 33553753.12 | 0350 | FTTx IBD MUMB0350 Dhanwatey | 3300512 | SPLICING & TERM OFC,FIXED COST/DAY | 10 | EA - each | 2425 | 24250 | OFC SPLICING&TERMINATION-FIXED COST/DAY#JOB INVOLVES: 1) SPLICING & TERMINATION OF OFC CABLE AS DIRECTED BY EIC. 2) ALL TOOLS AND TACKLES, PPES, CONSUMABLES ARE IN
824 | WORK CHANGE ORDER | 630108053 | 0003 | 18.02.2021 | 1662725.02 | 31891028.10 | 33553753.12 | 0350 | FTTx IBD MUMB0350 Dhanwatey | 3098777 | A11102-SELF ADHESIVE LABELS | 400 | 400.000 | 10 | 4000 | 420
825 | WORK CHANGE ORDER | 630108053 | 0003 | 18.02.2021 | 1662725.02 | 31891028.10 | 33553753.12 | 0350 | FTTx IBD MUMB0350 Dhanwatey | 3295194 | PREPARATION OF AS BUILT DRAWINGS SBP | 15 | 15 EA - each | 194 | 2910 | AS-BUILT DRAWING FOR ALL WORKS PERFORMED AS PER SCOPE
826 | WORK CHANGE ORDER | 630108053 | 0003 | 18.02.2021 | 1662725.02 | 31891028.10 | 33553753.12 | 0350 | FTTx IBD MUMB0350 Dhanwatey | 3111341 | DISPOSAL OF WASTE MATERIALS DEBRIS ETC. | 15 | 15.000 NOS - No. | 679 | 10185 | Collection & disposal of various kinds of unwanted materials / debris
827 | WORK CHANGE ORDER | 630108053 | 0003 | 18.02.2021 | 1662725.02 | 31891028.10 | 33553753.12 | 0350 | FTTx IBD MUMB0350 Dhanwatey | 3295891 | MATERIAL STORAGE & SECONDARY TRNSPT | 15 | 15 EA - each | 485 | 7275 | STORAGE AND SECONDARY TRANSPORTATION OF FIM MATERIAL TO BUILDINGS, TO BE CALCULATED PER BUILDING#
828 | WORK CHANGE ORDER | 630108053 | 0003 | 18.02.2021 | 1662725.02 | 31891028.10 | 33553753.12 | 0350 | FTTx IBD MUMB0350 Dhanwatey | 3295897 | CHRG: PRE EXECUTION BUILDING SURVEY | 15 | 15 EA - each | 290 | 4350 | PRE EXECUTION BUILDING SURVEY:#THIS IS BUILDING SURVEY BEFORE DEPLOYMENT INSIDE BUILDING DEPLOYMENT/CONSTRUCTION INCLUDES LAYING OF CONDUITS AND OTHER ODN
829 | WORK CHANGE ORDER | 630108053 | 0003 | 18.02.2021 | 1662725.02 | 31891028.10 | 33553753.12 | 0350 | FTTx IBD MUMB0350 Dhanwatey | 3318382 | CHRG DRILLING OF HOLE 25MM IN BRICK WALL | 50 | 50 EA - each | 82 | 4100 | CHARGES FOR DRILLING HOLES OF DIAMETER 25MM IN BRICK WALL WITH PROPER DRILL MACHINE AND REINSTATEMENT AFTER CONDUITING TO ENSURE WATER PROOFING OF HOLE.#
830 | WORK CHANGE ORDER | 630108053 | 0003 | 18.02.2021 | 1662725.02 | 31891028.10 | 33553753.12 | 0350 | FTTx IBD MUMB0350 Dhanwatey | 3318381 | CHRG DRILLING OF HOLE 40MM IN BRICK WALL | 50 | 50 EA - each | 131 | 6550 | CHARGES FOR DRILLING HOLES OF DIAMETER 40MM IN BRICK WALL WITH PROPER DRILL MACHINE AND REINSTATEMENT AFTER CONDUITING TO ENSURE WATER PROOFING OF HOLE.#
831 | WORK CHANGE ORDER | 630108053 | 0003 | 18.02.2021 | 1662725.02 | 31891028.10 | 33553753.12 | 0350 | FTTx IBD MUMB0350 Dhanwatey | 3318200 | CHRG DRILLING OF HOLE 25MM DIA IN RCC | 50 | 50 EA - each | 131 | 6550 | CHARGES FOR DRILLING HOLES OF DIAMETER 25MM IN RCC WITH PROPER DRILL MACHINE AND REINSTATEMENT AFTER CONDUITING TO ENSURE WATER PROOFING OF HOLE.#
832 | WORK CHANGE ORDER | 630108053 | 0003 | 18.02.2021 | 1662725.02 | 31891028.10 | 33553753.12 | 0350 | FTTx IBD MUMB0350 Dhanwatey | 3297469 | CHRG:DRILLING OF HOLE 40MM DIA IN RCC | 50 | 50 EA - each | 165 | 8250 | CHARGES FOR DRILLING HOLES OF DIAMETER ~40MM IN RCC WITH PROPER DRILL MACHINE AND REINSTATEMENT AFTER CONDUITING TO ENSURE WATER PROOFING OF HOLE.
833 | WORK CHANGE ORDER | 630108053 | 0003 | 18.02.2021 | 1662725.02 | 31891028.10 | 33553753.12 | 0350 | FTTx IBD MUMB0350 Dhanwatey | 3319692 | S&I SIMPLEX PLUG,F/40MM HDPE DUCT | 60 | EA - each | 49 | 2940 | CHARGES FOR SUPPLYING AND FIXING OF SIMPLEX PLUG FOR 40 MM HDPE DUCT#
834 | WORK CHANGE ORDER | 630108053 | 0003 | 18.02.2021 | 1662725.02 | 31891028.10 | 33553753.12 | 0204 | FTTx IBD MUMB0204 Reliance Dx Mini | 3293883 | CHRG;SHALLOW TRENCH 40 OR 48MM 7WAY DUCT | 50 | 50 M - Meter | 160 | 8000 | EXCAVATION OF SHALLOW TRENCHES MANUALLY/CHIPPING/SLITTING UPTO A DEPTH OF 300 MM, WIDE UP TO 100 MM IN ASPHALT / CONCRETE / TILED SURFACE, LAYING 1 X 40 MM / 1 X 7
835 | WORK CHANGE ORDER | 630108053 | 0003 | 18.02.2021 | 1662725.02 | 31891028.10 | 33553753.12 | 0204 | FTTx IBD MUMB0204 Reliance Dx Mini | 3314515 | CHRG:SHALLOW TREN 40MM DUCT W/2 NOS | 50 | 50 M - Meter | 160 | 8000 | EXCAVATION OF SHALLOW TRENCHES MANUALLY/CHIPPING/SLITTING IN ASPHALT / CONCRETE / TILED SURFACE, LAYING 2 NOS 40 MM DUCT AND FILLING THE COMPLETE DEPTH, INCLUDING
836 | WORK CHANGE ORDER | 630108053 | 0003 | 18.02.2021 | 1662725.02 | 31891028.10 | 33553753.12 | 0204 | FTTx IBD MUMB0204 Reliance Dx Mini | 3293878 | CHRG;CLAMPING-1X40MM/1X7WAY MICRO DUCT | 100 | 100M - Meter | 49 | 4900 | CLAMPING OF THE DUCTS 1 X 40 MM / 1 X 7 WAY MICRO DUCT ( 48 MM OD ) ALONG THE WALL WITH THE HELP OF CLAMPING AT EVERY 1 M C/C#
837 | WORK CHANGE ORDER | 630108053 | 0003 | 18.02.2021 | 1662725.02 | 31891028.10 | 33553753.12 | 0204 | FTTx IBD MUMB0204 Reliance Dx Mini | 3292713 | CHRGS FOR TRANS&INST OF ADSS CABLE-96F | 500 | 500M - Meter | 40 | 20000 | CHARGES FOR TRANSPORTATION & INSTALLATION OF ADSS CABLE- EIC - 96F#
838 | WORK CHANGE ORDER | 630108053 | 0003 | 18.02.2021 | 1662725.02 | 31891028.10 | 33553753.12 | 0204 | FTTx IBD MUMB0204 Reliance Dx Mini | 3294064 | INSTALLATION 48 F ADSS / FIG 8 CABLE | 1000 | 1,000 | 34 | 34000 | INSTALLATION OF THE AERIAL CABLE (48 F ADSS / FIG 8 ) ALONG WITH THE ACCESSORIES. RATE INCLUDES SURVEY COST AND LOCAL LIASIONING CHARGES.
839 | WORK CHANGE ORDER | 630108053 | 0003 | 18.02.2021 | 1662725.02 | 31891028.10 | 33553753.12 | 0204 | FTTx IBD MUMB0204 Reliance Dx Mini | 3294065 | INSTALLATION12F ADSS / FIG 8 CABLE | 1500 | 1,500 | 24 | 36000 | INSTALLATION OF THE AERIAL CABLE (12 F ADSS / FIG 8 ) ALONG WITH THE ACCESSORIES. RATE INCLUDES SURVEY COST AND LOCAL LIASIONING CHARGES.
840 | WORK CHANGE ORDER | 630108053 | 0003 | 18.02.2021 | 1662725.02 | 31891028.10 | 33553753.12 | 0204 | FTTx IBD MUMB0204 Reliance Dx Mini | 3294710 | INSTALLATION 6F ADSS / FIG 8 CABLE | 500 | M - Meter | 19 | 9500 | INSTALLATION OF THE AERIAL CABLE (6 F ADSS / FIG 8 ) ALONG WITH THE ACCESSORIES. RATE INCLUDES SURVEY COST AND LOCAL LIASIONING CHARGES. #
841 | WORK CHANGE ORDER | 630108053 | 0003 | 18.02.2021 | 1662725.02 | 31891028.10 | 33553753.12 | 0204 | FTTx IBD MUMB0204 Reliance Dx Mini | 3252599 | BLOWING OF 96F | 500 | M - Meter | 15 | 7500 | CHARGES FOR BLOWING OF 96F FIBRE.
842 | WORK CHANGE ORDER | 630108053 | 0003 | 18.02.2021 | 1662725.02 | 31891028.10 | 33553753.12 | 0204 | FTTx IBD MUMB0204 Reliance Dx Mini | 3294262 | BLOWING / PULLING-48 F | 700 | M - Meter | 10 | 7000 | PULLING/BLOWING OF OFC- 48 F INCLUDING ALL MATERIALS, LABOUR, TOOLS, TACKLES, ETC.. #
843 | WORK CHANGE ORDER | 630108053 | 0003 | 18.02.2021 | 1662725.02 | 31891028.10 | 33553753.12 | 0204 | FTTx IBD MUMB0204 Reliance Dx Mini | 3294264 | BLOWING / PULLING-12 F | 2000 | 2,000 | 7 | 14000 | PULLING/BLOWING OF OFC-12F INCLUDING ALL MATERIALS, LABOUR, TOOLS, TACKLES, ETC.. #
844 | WORK CHANGE ORDER | 630108053 | 0003 | 18.02.2021 | 1662725.02 | 31891028.10 | 33553753.12 | 0204 | FTTx IBD MUMB0204 Reliance Dx Mini | 3294265 | BLOWING / PULLING-6 F | 1000 | 1,000 | 5 | 5000 | PULLING/BLOWING OF OFC-6F INCLUDING ALL MATERIALS, LABOUR, TOOLS, TACKLES, ETC.. #
845 | WORK CHANGE ORDER | 630108053 | 0003 | 18.02.2021 | 1662725.02 | 31891028.10 | 33553753.12 | 0204 | FTTx IBD MUMB0204 Reliance Dx Mini | 3291570 | INSTLTN OF ACCESS CHAMBER 750X400X500 MM | 2 | 2 EA - each | 2328 | 4656 | INSTALLATION OF ACCESS CHAMBERS - SIZE - 750X400X500 MM DEEP.#INCLUDING COVER & LIFTING OF ACCESS CHAMBER-UPTO 50KMS INCLUDING HANDLING ,#EXCAVATION &
846 | WORK CHANGE ORDER | 630108053 | 0003 | 18.02.2021 | 1662725.02 | 31891028.10 | 33553753.12 | 0204 | FTTx IBD MUMB0204 Reliance Dx Mini | 3314518 | INST OF PULLING CHAMBER 400X400X500MM | 10 | 10 EA - each | 970 | 9700 | INSTALLATION OF PULLING CHAMBERS - SIZE - 400X400X500 MM DEEP ; INCLUDING COVER .#EXCAVATION & BACKFILLING OF PITS ETC AS PER DRAWINGS , SPECIFICATIONS#AND AS
847 | WORK CHANGE ORDER | 630108053 | 0003 | 18.02.2021 | 1662725.02 | 31891028.10 | 33553753.12 | 0204 | FTTx IBD MUMB0204 Reliance Dx Mini | 3294239 | CHRG;REINST,TRENCH,PCC-1:2:4,GRAVEL 20MM | 1 | 1 M3 - Cubic meter | 5335 | 5335 | CHARGES FOR REINSTATEMENT OF THE TRENCHES / PITS INCLUDING ALL MATERIALS , LABOUR, TOOLS TACKES ETC..BY PCC -1:2:4 GRAVEL SIZE - 20 MM & CURING FOR 7 DAYS. THIS ITEM
848 | WORK CHANGE ORDER | 630108053 | 0003 | 18.02.2021 | 1662725.02 | 31891028.10 | 33553753.12 | 0204 | FTTx IBD MUMB0204 Reliance Dx Mini | 3291785 | RSTRTN EXCVTD SURFACE- W/COLD BITUMEN | 10 | 10 M - Meter | 1000 | 10000 | CHARGES FOR RESTORATION OF THE EXCAVATED SURFACES USING THE COLD BITUMEN INCLUDING PROPER COMPACTION ETC. ALL COMPLETE INCLUDING ALL MATERIALS TOOLS TACKLES
849 | WORK CHANGE ORDER | 630108053 | 0003 | 18.02.2021 | 1662725.02 | 31891028.10 | 33553753.12 | 0204 | FTTx IBD MUMB0204 Reliance Dx Mini | 3291786 | RSTRTN EXCVTD SURFACES-W/ HOT BITUMEN | 10 | 10 M - Meter | 383 | 3830 | CHARGES FOR RESTORATION OF THE EXCAVATED SURFACES USING THE HOT BITUMEN INCLUDING PROPER COMPACTION ETC. ALL COMPLETE INCLUDING ALL MATERIALS TOOLS TACKLES
850 | WORK CHANGE ORDER | 630108053 | 0003 | 18.02.2021 | 1662725.02 | 31891028.10 | 33553753.12 | 0204 | FTTx IBD MUMB0204 Reliance Dx Mini | 3290664 | CHRG F/RESTORATN OF SURF ;W/EXT TILES | 30 | 30 M - Meter | 286 | 8580 | CHARGES FOR RESTORATION OF THE EXCAVATED SURFACES USING THE EXISTING TILES OVER 100 MM THICK CONCRETE BEDDING. THE COST TO INCLUDE THE COST OF THE TILES,
851 | WORK CHANGE ORDER | 630108053 | 0003 | 18.02.2021 | 1662725.02 | 31891028.10 | 33553753.12 | 0204 | FTTx IBD MUMB0204 Reliance Dx Mini | 3291784 | RSTRTN EXCVTD SURFACE-W/ PAVER BLOCK | 30 | 30 M - Meter | 631 | 18930 | CHARGES FOR RESTORATION OF THE EXCAVATED SURFACE USING NEW INTER LOCKING PAVER BLOCK OVER 100 MM THICK CONCRETE BEDDING. THE COST TO INCLUDE THE COST OF THE
852 | WORK CHANGE ORDER | 630108053 | 0003 | 18.02.2021 | 1662725.02 | 31891028.10 | 33553753.12 | 0204 | FTTx IBD MUMB0204 Reliance Dx Mini | 3291783 | RESTORATION OF EXCV SURFACE-W/KOTA STONE | 10 | 10 M - Meter | 550 | 5500 | CHARGES FOR RESTORATION OF THE EXCAVATED SURFACE USING NEW KOTA STONE OVER 100 MM THICK CONCRETE BEDDING. THE COST TO INCLUDE THE COST OF THE KOTA STONE ,
853 | WORK CHANGE ORDER | 630108053 | 0003 | 18.02.2021 | 1662725.02 | 31891028.10 | 33553753.12 | 0204 | FTTx IBD MUMB0204 Reliance Dx Mini | 3290665 | CHRG F/RESTORATN OF SURF ;W/CHEQUED TILE | 30 | 30 M - Meter | 419 | 12570 | CHARGES FOR RESTORATION OF THE EXCAVATED SURFACE USING NEW INTER CHEQUERED TILE OVER 100 MM THICK CONCRETE BEDDING. THE COST TO INCLUDE THE COST OF THE KOTA
854 | WORK CHANGE ORDER | 630108053 | 0003 | 18.02.2021 | 1662725.02 | 31891028.10 | 33553753.12 | 0204 | FTTx IBD MUMB0204 Reliance Dx Mini | 3171149 | S/FIXING PVC CONDUIT 25 MM | 1000 | 1,000 | 60 | 60000 | S/FIXING PVC CONDUIT 25MM
855 | WORK CHANGE ORDER | 630108053 | 0003 | 18.02.2021 | 1662725.02 | 31891028.10 | 33553753.12 | 0204 | FTTx IBD MUMB0204 Reliance Dx Mini | 3171151 | S/FIXING PVC CONDUIT 40 MM | 600 | M - Meter | 111 | 66600 | S/FIXING PVC CONDUIT 40 MM
856 | WORK CHANGE ORDER | 630108053 | 0003 | 18.02.2021 | 1662725.02 | 31891028.10 | 33553753.12 | 0204 | FTTx IBD MUMB0204 Reliance Dx Mini | 3318608 | S&I 25MM PVC CONDUIT USING SCAFFOLDING | 100 | 100M - Meter | 133 | 13300 | SUPPLY AND INSTALLATION OF 25MM OUTER DIA CONDUIT ON EXTERNAL WALL WITH THE HELP OF JHOOLA HOLDING INCLUDING MANPOWER, COUPLERS, BENDS, TEES, SADDLES, CLAMPS,
857 | WORK CHANGE ORDER | 630108053 | 0003 | 18.02.2021 | 1662725.02 | 31891028.10 | 33553753.12 | 0204 | FTTx IBD MUMB0204 Reliance Dx Mini | 3318609 | S&I 40MM PVC CONDUIT USING SCAFFOLDING | 100 | 100M - Meter | 188 | 18800 | SUPPLY AND INSTALLATION OF 40MM OUTER DIA CONDUIT ON EXTERNAL WALL WITH THE HELP OF JHOOLA HOLDING INCLUDING MANPOWER, COUPLERS, BENDS, TEES, SADDLES, CLAMPS,
858 | WORK CHANGE ORDER | 630108053 | 0003 | 18.02.2021 | 1662725.02 | 31891028.10 | 33553753.12 | 0204 | FTTx IBD MUMB0204 Reliance Dx Mini | 3206508 | SUP&LAY FLEX PVC CONDUIT DIA 25MM | 200 | M - Meter | 71 | 14200 | Supplying and laying of following sizes of flexible PVC conduit along with conduit accessories complete as required.
859 | WORK CHANGE ORDER | 630108053 | 0003 | 18.02.2021 | 1662725.02 | 31891028.10 | 33553753.12 | 0204 | FTTx IBD MUMB0204 Reliance Dx Mini | 3206510 | SUP&LAY FLEX PVC CONDUIT DIA 40MM | 150 | M - Meter | 116 | 17400 | Supplying and laying of following sizes of flexible PVC conduit along with conduit
860 | WORK CHANGE ORDER | 630108053 | 0003 | 18.02.2021 | 1662725.02 | 31891028.10 | 33553753.12 | 0204 | FTTx IBD MUMB0204 Reliance Dx Mini | 3318971 | S&I 25MM FLEXI PVC CONDUIT W/SCAFFOLDING | 100 | 100M - Meter | 144 | 14400 | SUPPLY AND INSTALLATION OF 25MM DIA REINFORCED FLEXIBLE CONDUIT ON EXTERNAL WALL WITH THE HELP OF JHOOLA HOLDING INCLUDING MANPOWER, COUPLERS, BENDS, TEES,
861 | WORK CHANGE ORDER | 630108053 | 0003 | 18.02.2021 | 1662725.02 | 31891028.10 | 33553753.12 | 0204 | FTTx IBD MUMB0204 Reliance Dx Mini | 3318972 | S&I 40MM FLEXI PVC CONDUIT W/SCAFFOLDING | 100 | 100M - Meter | 194 | 19400 | SUPPLY AND INSTALLATION OF 40MM DIA REINFORCED FLEXIBLE CONDUIT ON EXTERNAL WALL WITH THE HELP OF JHOOLA HOLDING INCLUDING MANPOWER, COUPLERS, BENDS, TEES,
862 | WORK CHANGE ORDER | 630108053 | 0003 | 18.02.2021 | 1662725.02 | 31891028.10 | 33553753.12 | 0204 | FTTx IBD MUMB0204 Reliance Dx Mini | 3319687 | P&F PVC JUNCTION BOX 40MM,4-WAY | 150 | EA - each | 30 | 4500 | CHARGES FOR SUPPLYING AND FIXING OF PVC JUNCTION BOX 40MM,FOUR WAY IN REQUIRED POSITION ALONG THE LINE OF PVC CONDUIT#
863 | WORK CHANGE ORDER | 630108053 | 0003 | 18.02.2021 | 1662725.02 | 31891028.10 | 33553753.12 | 0204 | FTTx IBD MUMB0204 Reliance Dx Mini | 3319688 | P&F PVC JUNCTION BOX 40MM,3-WAY | 150 | EA - each | 30 | 4500 | CHARGES FOR SUPPLYING AND FIXING OF PVC JUNCTION BOX 40MM,THREE WAY IN REQUIRED POSITION ALONG THE LINE OF PVC CONDUIT#
864 | WORK CHANGE ORDER | 630108053 | 0003 | 18.02.2021 | 1662725.02 | 31891028.10 | 33553753.12 | 0204 | FTTx IBD MUMB0204 Reliance Dx Mini | 3192918 | CHRG:S/F:PVC JUNCTION BOX 25MM,4-WAY | 150 | 150EA - each | 19 | 2850 | CHARGES FOR SUPPLYING AND FIXING OF PVC JUNCTION BOX
865 | WORK CHANGE ORDER | 630108053 | 0003 | 18.02.2021 | 1662725.02 | 31891028.10 | 33553753.12 | 0204 | FTTx IBD MUMB0204 Reliance Dx Mini | 3192917 | CHRG:S/F:PVC JUNCTION BOX 25MM,3-WAY | 150 | 150EA - each | 19 | 2850 | CHARGES FOR SUPPLYING AND FIXING OF PVC JUNCTION BOX
866 | WORK CHANGE ORDER | 630108053 | 0003 | 18.02.2021 | 1662725.02 | 31891028.10 | 33553753.12 | 0204 | FTTx IBD MUMB0204 Reliance Dx Mini | 3259755 | INSTALLATION OF FDC | 15 | EA - each | 49 | 735 | Installation of Fibre Distribution Cabinet
867 | WORK CHANGE ORDER | 630108053 | 0003 | 18.02.2021 | 1662725.02 | 31891028.10 | 33553753.12 | 0204 | FTTx IBD MUMB0204 Reliance Dx Mini | 3294022 | INSTALLATION OF FAT (WALL/POLE MOUNTED) | 50 | 50 EA - each | 49 | 2450 | INSTALLATION OF FIBRE ACCESS TERMINAL (WALL/POLE MOUNTED)#
868 | WORK CHANGE ORDER | 630108053 | 0003 | 18.02.2021 | 1662725.02 | 31891028.10 | 33553753.12 | 0204 | FTTx IBD MUMB0204 Reliance Dx Mini | 3293902 | INSTALLATION LEVEL 1 ( S1 ) SPLITTER | 20 | EA - each | 49 | 980 | INSTALLATION OF FREE ISSUED SPLITTER AT SUGGESTED LOCATION INCLUDING ALL MANPOWER, TOOLS TACKLES, HARDWARES ETC. COMPLETE AS PER THE DRG AND DIRECTION OF
869 | WORK CHANGE ORDER | 630108053 | 0003 | 18.02.2021 | 1662725.02 | 31891028.10 | 33553753.12 | 0204 | FTTx IBD MUMB0204 Reliance Dx Mini | 3293903 | INSTALLATION LEVEL 2 ( S2 ) SPLITTER | 160 | EA - each | 49 | 7840 | INSTALLATION OF FREE ISSUED SPLITTER AT SUGGESTED LOCATION INCLUDING ALL MANPOWER, TOOLS TACKLES, HARDWARES ETC. COMPLETE AS PER THE DRG AND DIRECTION OF
870 | WORK CHANGE ORDER | 630108053 | 0003 | 18.02.2021 | 1662725.02 | 31891028.10 | 33553753.12 | 0204 | FTTx IBD MUMB0204 Reliance Dx Mini | 3252601 | SPLICING,JOINTING & TERMINATION-48F | 500 | 500.000 NOS - No. | 112 | 56000 | CHARGES FOR SPLICING,JOINTING & TERMINATION OF 48F FIBRE.
871 | WORK CHANGE ORDER | 630108053 | 0003 | 18.02.2021 | 1662725.02 | 31891028.10 | 33553753.12 | 0204 | FTTx IBD MUMB0204 Reliance Dx Mini | 3252602 | SPLICING,JOINTING & TERMINATION-96F | 192 | 192.000 NOS - No. | 112 | 21504 | CHARGES FOR SPLICING,JOINTING & TERMINATION OF 96F FIBRE.
872 | WORK CHANGE ORDER | 630108053 | 0003 | 18.02.2021 | 1662725.02 | 31891028.10 | 33553753.12 | 0204 | FTTx IBD MUMB0204 Reliance Dx Mini | 3300512 | SPLICING & TERM OFC,FIXED COST/DAY | 10 | EA - each | 2425 | 24250 | OFC SPLICING&TERMINATION-FIXED COST/DAY#JOB INVOLVES: 1) SPLICING & TERMINATION OF OFC CABLE AS DIRECTED BY EIC. 2) ALL TOOLS AND TACKLES, PPES, CONSUMABLES ARE IN
873 | WORK CHANGE ORDER | 630108053 | 0003 | 18.02.2021 | 1662725.02 | 31891028.10 | 33553753.12 | 0204 | FTTx IBD MUMB0204 Reliance Dx Mini | 3098777 | A11102-SELF ADHESIVE LABELS | 400 | 400.000 | 10 | 4000 | 420
874 | WORK CHANGE ORDER | 630108053 | 0003 | 18.02.2021 | 1662725.02 | 31891028.10 | 33553753.12 | 0204 | FTTx IBD MUMB0204 Reliance Dx Mini | 3295194 | PREPARATION OF AS BUILT DRAWINGS SBP | 15 | 15 EA - each | 194 | 2910 | AS-BUILT DRAWING FOR ALL WORKS PERFORMED AS PER SCOPE
875 | WORK CHANGE ORDER | 630108053 | 0003 | 18.02.2021 | 1662725.02 | 31891028.10 | 33553753.12 | 0204 | FTTx IBD MUMB0204 Reliance Dx Mini | 3111341 | DISPOSAL OF WASTE MATERIALS DEBRIS ETC. | 15 | 15.000 NOS - No. | 679 | 10185 | Collection & disposal of various kinds of unwanted materials / debris
876 | WORK CHANGE ORDER | 630108053 | 0003 | 18.02.2021 | 1662725.02 | 31891028.10 | 33553753.12 | 0204 | FTTx IBD MUMB0204 Reliance Dx Mini | 3295891 | MATERIAL STORAGE & SECONDARY TRNSPT | 15 | 15 EA - each | 485 | 7275 | STORAGE AND SECONDARY TRANSPORTATION OF FIM MATERIAL TO BUILDINGS, TO BE CALCULATED PER BUILDING#
877 | WORK CHANGE ORDER | 630108053 | 0003 | 18.02.2021 | 1662725.02 | 31891028.10 | 33553753.12 | 0204 | FTTx IBD MUMB0204 Reliance Dx Mini | 3295897 | CHRG: PRE EXECUTION BUILDING SURVEY | 15 | 15 EA - each | 290 | 4350 | PRE EXECUTION BUILDING SURVEY:#THIS IS BUILDING SURVEY BEFORE DEPLOYMENT INSIDE BUILDING DEPLOYMENT/CONSTRUCTION INCLUDES LAYING OF CONDUITS AND OTHER ODN
878 | WORK CHANGE ORDER | 630108053 | 0003 | 18.02.2021 | 1662725.02 | 31891028.10 | 33553753.12 | 0204 | FTTx IBD MUMB0204 Reliance Dx Mini | 3318382 | CHRG DRILLING OF HOLE 25MM IN BRICK WALL | 50 | 50 EA - each | 82 | 4100 | CHARGES FOR DRILLING HOLES OF DIAMETER 25MM IN BRICK WALL WITH PROPER DRILL MACHINE AND REINSTATEMENT AFTER CONDUITING TO ENSURE WATER PROOFING OF HOLE.#
879 | WORK CHANGE ORDER | 630108053 | 0003 | 18.02.2021 | 1662725.02 | 31891028.10 | 33553753.12 | 0204 | FTTx IBD MUMB0204 Reliance Dx Mini | 3318381 | CHRG DRILLING OF HOLE 40MM IN BRICK WALL | 50 | 50 EA - each | 131 | 6550 | CHARGES FOR DRILLING HOLES OF DIAMETER 40MM IN BRICK WALL WITH PROPER DRILL MACHINE AND REINSTATEMENT AFTER CONDUITING TO ENSURE WATER PROOFING OF HOLE.#
880 | WORK CHANGE ORDER | 630108053 | 0003 | 18.02.2021 | 1662725.02 | 31891028.10 | 33553753.12 | 0204 | FTTx IBD MUMB0204 Reliance Dx Mini | 3318200 | CHRG DRILLING OF HOLE 25MM DIA IN RCC | 50 | 50 EA - each | 131 | 6550 | CHARGES FOR DRILLING HOLES OF DIAMETER 25MM IN RCC WITH PROPER DRILL MACHINE AND REINSTATEMENT AFTER CONDUITING TO ENSURE WATER PROOFING OF HOLE.#
881 | WORK CHANGE ORDER | 630108053 | 0003 | 18.02.2021 | 1662725.02 | 31891028.10 | 33553753.12 | 0204 | FTTx IBD MUMB0204 Reliance Dx Mini | 3297469 | CHRG:DRILLING OF HOLE 40MM DIA IN RCC | 50 | 50 EA - each | 165 | 8250 | CHARGES FOR DRILLING HOLES OF DIAMETER ~40MM IN RCC WITH PROPER DRILL MACHINE AND REINSTATEMENT AFTER CONDUITING TO ENSURE WATER PROOFING OF HOLE.
882 | WORK CHANGE ORDER | 630108053 | 0003 | 18.02.2021 | 1662725.02 | 31891028.10 | 33553753.12 | 0204 | FTTx IBD MUMB0204 Reliance Dx Mini | 3319692 | S&I SIMPLEX PLUG,F/40MM HDPE DUCT | 60 | EA - each | 49 | 2940 | CHARGES FOR SUPPLYING AND FIXING OF SIMPLEX PLUG FOR 40 MM HDPE DUCT#
883 | WORK CHANGE ORDER | 630108053 | 0003 | 18.02.2021 | 1662725.02 | 31891028.10 | 33553753.12 | 0228 | FTTx IBD MUMB0228 Jalan House | 3293883 | CHRG;SHALLOW TRENCH 40 OR 48MM 7WAY DUCT | 50 | 50 M - Meter | 160 | 8000 | EXCAVATION OF SHALLOW TRENCHES MANUALLY/CHIPPING/SLITTING UPTO A DEPTH OF 300 MM, WIDE UP TO 100 MM IN ASPHALT / CONCRETE / TILED SURFACE, LAYING 1 X 40 MM / 1 X 7
884 | WORK CHANGE ORDER | 630108053 | 0003 | 18.02.2021 | 1662725.02 | 31891028.10 | 33553753.12 | 0228 | FTTx IBD MUMB0228 Jalan House | 3314515 | CHRG:SHALLOW TREN 40MM DUCT W/2 NOS | 50 | 50 M - Meter | 160 | 8000 | EXCAVATION OF SHALLOW TRENCHES MANUALLY/CHIPPING/SLITTING IN ASPHALT / CONCRETE / TILED SURFACE, LAYING 2 NOS 40 MM DUCT AND FILLING THE COMPLETE DEPTH, INCLUDING
885 | WORK CHANGE ORDER | 630108053 | 0003 | 18.02.2021 | 1662725.02 | 31891028.10 | 33553753.12 | 0228 | FTTx IBD MUMB0228 Jalan House | 3293878 | CHRG;CLAMPING-1X40MM/1X7WAY MICRO DUCT | 100 | 100M - Meter | 49 | 4900 | CLAMPING OF THE DUCTS 1 X 40 MM / 1 X 7 WAY MICRO DUCT ( 48 MM OD ) ALONG THE WALL WITH THE HELP OF CLAMPING AT EVERY 1 M C/C#
886 | WORK CHANGE ORDER | 630108053 | 0003 | 18.02.2021 | 1662725.02 | 31891028.10 | 33553753.12 | 0228 | FTTx IBD MUMB0228 Jalan House | 3292713 | CHRGS FOR TRANS&INST OF ADSS CABLE-96F | 500 | 500M - Meter | 40 | 20000 | CHARGES FOR TRANSPORTATION & INSTALLATION OF ADSS CABLE- EIC - 96F#
887 | WORK CHANGE ORDER | 630108053 | 0003 | 18.02.2021 | 1662725.02 | 31891028.10 | 33553753.12 | 0228 | FTTx IBD MUMB0228 Jalan House | 3294064 | INSTALLATION 48 F ADSS / FIG 8 CABLE | 1000 | 1,000 | 34 | 34000 | INSTALLATION OF THE AERIAL CABLE (48 F ADSS / FIG 8 ) ALONG WITH THE ACCESSORIES. RATE INCLUDES SURVEY COST AND LOCAL LIASIONING CHARGES.
888 | WORK CHANGE ORDER | 630108053 | 0003 | 18.02.2021 | 1662725.02 | 31891028.10 | 33553753.12 | 0228 | FTTx IBD MUMB0228 Jalan House | 3294065 | INSTALLATION12F ADSS / FIG 8 CABLE | 1500 | 1,500 | 24 | 36000 | INSTALLATION OF THE AERIAL CABLE (12 F ADSS / FIG 8 ) ALONG WITH THE ACCESSORIES. RATE INCLUDES SURVEY COST AND LOCAL LIASIONING CHARGES.
889 | WORK CHANGE ORDER | 630108053 | 0003 | 18.02.2021 | 1662725.02 | 31891028.10 | 33553753.12 | 0228 | FTTx IBD MUMB0228 Jalan House | 3294710 | INSTALLATION 6F ADSS / FIG 8 CABLE | 500 | M - Meter | 19 | 9500 | INSTALLATION OF THE AERIAL CABLE (6 F ADSS / FIG 8 ) ALONG WITH THE ACCESSORIES. RATE INCLUDES SURVEY COST AND LOCAL LIASIONING CHARGES. #
890 | WORK CHANGE ORDER | 630108053 | 0003 | 18.02.2021 | 1662725.02 | 31891028.10 | 33553753.12 | 0228 | FTTx IBD MUMB0228 Jalan House | 3252599 | BLOWING OF 96F | 500 | M - Meter | 15 | 7500 | CHARGES FOR BLOWING OF 96F FIBRE.
891 | WORK CHANGE ORDER | 630108053 | 0003 | 18.02.2021 | 1662725.02 | 31891028.10 | 33553753.12 | 0228 | FTTx IBD MUMB0228 Jalan House | 3294262 | BLOWING / PULLING-48 F | 700 | M - Meter | 10 | 7000 | PULLING/BLOWING OF OFC- 48 F INCLUDING ALL MATERIALS, LABOUR, TOOLS, TACKLES, ETC.. #
892 | WORK CHANGE ORDER | 630108053 | 0003 | 18.02.2021 | 1662725.02 | 31891028.10 | 33553753.12 | 0228 | FTTx IBD MUMB0228 Jalan House | 3294264 | BLOWING / PULLING-12 F | 2000 | 2,000 | 7 | 14000 | PULLING/BLOWING OF OFC-12F INCLUDING ALL MATERIALS, LABOUR, TOOLS, TACKLES, ETC.. #
893 | WORK CHANGE ORDER | 630108053 | 0003 | 18.02.2021 | 1662725.02 | 31891028.10 | 33553753.12 | 0228 | FTTx IBD MUMB0228 Jalan House | 3294265 | BLOWING / PULLING-6 F | 1000 | 1,000 | 5 | 5000 | PULLING/BLOWING OF OFC-6F INCLUDING ALL MATERIALS, LABOUR, TOOLS, TACKLES, ETC.. #
894 | WORK CHANGE ORDER | 630108053 | 0003 | 18.02.2021 | 1662725.02 | 31891028.10 | 33553753.12 | 0228 | FTTx IBD MUMB0228 Jalan House | 3291570 | INSTLTN OF ACCESS CHAMBER 750X400X500 MM | 2 | 2 EA - each | 2328 | 4656 | INSTALLATION OF ACCESS CHAMBERS - SIZE - 750X400X500 MM DEEP.#INCLUDING COVER & LIFTING OF ACCESS CHAMBER-UPTO 50KMS INCLUDING HANDLING ,#EXCAVATION &
895 | WORK CHANGE ORDER | 630108053 | 0003 | 18.02.2021 | 1662725.02 | 31891028.10 | 33553753.12 | 0228 | FTTx IBD MUMB0228 Jalan House | 3314518 | INST OF PULLING CHAMBER 400X400X500MM | 10 | 10 EA - each | 970 | 9700 | INSTALLATION OF PULLING CHAMBERS - SIZE - 400X400X500 MM DEEP ; INCLUDING COVER .#EXCAVATION & BACKFILLING OF PITS ETC AS PER DRAWINGS , SPECIFICATIONS#AND AS
896 | WORK CHANGE ORDER | 630108053 | 0003 | 18.02.2021 | 1662725.02 | 31891028.10 | 33553753.12 | 0228 | FTTx IBD MUMB0228 Jalan House | 3294239 | CHRG;REINST,TRENCH,PCC-1:2:4,GRAVEL 20MM | 1 | 1 M3 - Cubic meter | 5335 | 5335 | CHARGES FOR REINSTATEMENT OF THE TRENCHES / PITS INCLUDING ALL MATERIALS , LABOUR, TOOLS TACKES ETC..BY PCC -1:2:4 GRAVEL SIZE - 20 MM & CURING FOR 7 DAYS. THIS ITEM
897 | WORK CHANGE ORDER | 630108053 | 0003 | 18.02.2021 | 1662725.02 | 31891028.10 | 33553753.12 | 0228 | FTTx IBD MUMB0228 Jalan House | 3291785 | RSTRTN EXCVTD SURFACE- W/COLD BITUMEN | 10 | 10 M - Meter | 1000 | 10000 | CHARGES FOR RESTORATION OF THE EXCAVATED SURFACES USING THE COLD BITUMEN INCLUDING PROPER COMPACTION ETC. ALL COMPLETE INCLUDING ALL MATERIALS TOOLS TACKLES
898 | WORK CHANGE ORDER | 630108053 | 0003 | 18.02.2021 | 1662725.02 | 31891028.10 | 33553753.12 | 0228 | FTTx IBD MUMB0228 Jalan House | 3291786 | RSTRTN EXCVTD SURFACES-W/ HOT BITUMEN | 10 | 10 M - Meter | 383 | 3830 | CHARGES FOR RESTORATION OF THE EXCAVATED SURFACES USING THE HOT BITUMEN INCLUDING PROPER COMPACTION ETC. ALL COMPLETE INCLUDING ALL MATERIALS TOOLS TACKLES
899 | WORK CHANGE ORDER | 630108053 | 0003 | 18.02.2021 | 1662725.02 | 31891028.10 | 33553753.12 | 0228 | FTTx IBD MUMB0228 Jalan House | 3290664 | CHRG F/RESTORATN OF SURF ;W/EXT TILES | 30 | 30 M - Meter | 286 | 8580 | CHARGES FOR RESTORATION OF THE EXCAVATED SURFACES USING THE EXISTING TILES OVER 100 MM THICK CONCRETE BEDDING. THE COST TO INCLUDE THE COST OF THE TILES,
900 | WORK CHANGE ORDER | 630108053 | 0003 | 18.02.2021 | 1662725.02 | 31891028.10 | 33553753.12 | 0228 | FTTx IBD MUMB0228 Jalan House | 3291784 | RSTRTN EXCVTD SURFACE-W/ PAVER BLOCK | 30 | 30 M - Meter | 631 | 18930 | CHARGES FOR RESTORATION OF THE EXCAVATED SURFACE USING NEW INTER LOCKING PAVER BLOCK OVER 100 MM THICK CONCRETE BEDDING. THE COST TO INCLUDE THE COST OF THE
901 | WORK CHANGE ORDER | 630108053 | 0003 | 18.02.2021 | 1662725.02 | 31891028.10 | 33553753.12 | 0228 | FTTx IBD MUMB0228 Jalan House | 3291783 | RESTORATION OF EXCV SURFACE-W/KOTA STONE | 10 | 10 M - Meter | 550 | 5500 | CHARGES FOR RESTORATION OF THE EXCAVATED SURFACE USING NEW KOTA STONE OVER 100 MM THICK CONCRETE BEDDING. THE COST TO INCLUDE THE COST OF THE KOTA STONE ,
902 | WORK CHANGE ORDER | 630108053 | 0003 | 18.02.2021 | 1662725.02 | 31891028.10 | 33553753.12 | 0228 | FTTx IBD MUMB0228 Jalan House | 3290665 | CHRG F/RESTORATN OF SURF ;W/CHEQUED TILE | 30 | 30 M - Meter | 419 | 12570 | CHARGES FOR RESTORATION OF THE EXCAVATED SURFACE USING NEW INTER CHEQUERED TILE OVER 100 MM THICK CONCRETE BEDDING. THE COST TO INCLUDE THE COST OF THE KOTA
903 | WORK CHANGE ORDER | 630108053 | 0003 | 18.02.2021 | 1662725.02 | 31891028.10 | 33553753.12 | 0228 | FTTx IBD MUMB0228 Jalan House | 3171149 | S/FIXING PVC CONDUIT 25 MM | 1000 | 1,000 | 60 | 60000 | S/FIXING PVC CONDUIT 25MM
904 | WORK CHANGE ORDER | 630108053 | 0003 | 18.02.2021 | 1662725.02 | 31891028.10 | 33553753.12 | 0228 | FTTx IBD MUMB0228 Jalan House | 3171151 | S/FIXING PVC CONDUIT 40 MM | 600 | M - Meter | 111 | 66600 | S/FIXING PVC CONDUIT 40 MM
905 | WORK CHANGE ORDER | 630108053 | 0003 | 18.02.2021 | 1662725.02 | 31891028.10 | 33553753.12 | 0228 | FTTx IBD MUMB0228 Jalan House | 3318608 | S&I 25MM PVC CONDUIT USING SCAFFOLDING | 100 | 100M - Meter | 133 | 13300 | SUPPLY AND INSTALLATION OF 25MM OUTER DIA CONDUIT ON EXTERNAL WALL WITH THE HELP OF JHOOLA HOLDING INCLUDING MANPOWER, COUPLERS, BENDS, TEES, SADDLES, CLAMPS,
906 | WORK CHANGE ORDER | 630108053 | 0003 | 18.02.2021 | 1662725.02 | 31891028.10 | 33553753.12 | 0228 | FTTx IBD MUMB0228 Jalan House | 3318609 | S&I 40MM PVC CONDUIT USING SCAFFOLDING | 100 | 100M - Meter | 188 | 18800 | SUPPLY AND INSTALLATION OF 40MM OUTER DIA CONDUIT ON EXTERNAL WALL WITH THE HELP OF JHOOLA HOLDING INCLUDING MANPOWER, COUPLERS, BENDS, TEES, SADDLES, CLAMPS,
907 | WORK CHANGE ORDER | 630108053 | 0003 | 18.02.2021 | 1662725.02 | 31891028.10 | 33553753.12 | 0228 | FTTx IBD MUMB0228 Jalan House | 3206508 | SUP&LAY FLEX PVC CONDUIT DIA 25MM | 200 | M - Meter | 71 | 14200 | Supplying and laying of following sizes of flexible PVC conduit along with conduit accessories complete as required.
908 | WORK CHANGE ORDER | 630108053 | 0003 | 18.02.2021 | 1662725.02 | 31891028.10 | 33553753.12 | 0228 | FTTx IBD MUMB0228 Jalan House | 3206510 | SUP&LAY FLEX PVC CONDUIT DIA 40MM | 150 | M - Meter | 116 | 17400 | Supplying and laying of following sizes of flexible PVC conduit along with conduit
909 | WORK CHANGE ORDER | 630108053 | 0003 | 18.02.2021 | 1662725.02 | 31891028.10 | 33553753.12 | 0228 | FTTx IBD MUMB0228 Jalan House | 3318971 | S&I 25MM FLEXI PVC CONDUIT W/SCAFFOLDING | 100 | 100M - Meter | 144 | 14400 | SUPPLY AND INSTALLATION OF 25MM DIA REINFORCED FLEXIBLE CONDUIT ON EXTERNAL WALL WITH THE HELP OF JHOOLA HOLDING INCLUDING MANPOWER, COUPLERS, BENDS, TEES,
910 | WORK CHANGE ORDER | 630108053 | 0003 | 18.02.2021 | 1662725.02 | 31891028.10 | 33553753.12 | 0228 | FTTx IBD MUMB0228 Jalan House | 3318972 | S&I 40MM FLEXI PVC CONDUIT W/SCAFFOLDING | 100 | 100M - Meter | 194 | 19400 | SUPPLY AND INSTALLATION OF 40MM DIA REINFORCED FLEXIBLE CONDUIT ON EXTERNAL WALL WITH THE HELP OF JHOOLA HOLDING INCLUDING MANPOWER, COUPLERS, BENDS, TEES,
911 | WORK CHANGE ORDER | 630108053 | 0003 | 18.02.2021 | 1662725.02 | 31891028.10 | 33553753.12 | 0228 | FTTx IBD MUMB0228 Jalan House | 3319687 | P&F PVC JUNCTION BOX 40MM,4-WAY | 150 | EA - each | 30 | 4500 | CHARGES FOR SUPPLYING AND FIXING OF PVC JUNCTION BOX 40MM,FOUR WAY IN REQUIRED POSITION ALONG THE LINE OF PVC CONDUIT#
912 | WORK CHANGE ORDER | 630108053 | 0003 | 18.02.2021 | 1662725.02 | 31891028.10 | 33553753.12 | 0228 | FTTx IBD MUMB0228 Jalan House | 3319688 | P&F PVC JUNCTION BOX 40MM,3-WAY | 150 | EA - each | 30 | 4500 | CHARGES FOR SUPPLYING AND FIXING OF PVC JUNCTION BOX 40MM,THREE WAY IN REQUIRED POSITION ALONG THE LINE OF PVC CONDUIT#
913 | WORK CHANGE ORDER | 630108053 | 0003 | 18.02.2021 | 1662725.02 | 31891028.10 | 33553753.12 | 0228 | FTTx IBD MUMB0228 Jalan House | 3192918 | CHRG:S/F:PVC JUNCTION BOX 25MM,4-WAY | 150 | 150EA - each | 19 | 2850 | CHARGES FOR SUPPLYING AND FIXING OF PVC JUNCTION BOX
914 | WORK CHANGE ORDER | 630108053 | 0003 | 18.02.2021 | 1662725.02 | 31891028.10 | 33553753.12 | 0228 | FTTx IBD MUMB0228 Jalan House | 3192917 | CHRG:S/F:PVC JUNCTION BOX 25MM,3-WAY | 150 | 150EA - each | 19 | 2850 | CHARGES FOR SUPPLYING AND FIXING OF PVC JUNCTION BOX
915 | WORK CHANGE ORDER | 630108053 | 0003 | 18.02.2021 | 1662725.02 | 31891028.10 | 33553753.12 | 0228 | FTTx IBD MUMB0228 Jalan House | 3259755 | INSTALLATION OF FDC | 15 | EA - each | 49 | 735 | Installation of Fibre Distribution Cabinet
916 | WORK CHANGE ORDER | 630108053 | 0003 | 18.02.2021 | 1662725.02 | 31891028.10 | 33553753.12 | 0228 | FTTx IBD MUMB0228 Jalan House | 3294022 | INSTALLATION OF FAT (WALL/POLE MOUNTED) | 50 | 50 EA - each | 49 | 2450 | INSTALLATION OF FIBRE ACCESS TERMINAL (WALL/POLE MOUNTED)#
917 | WORK CHANGE ORDER | 630108053 | 0003 | 18.02.2021 | 1662725.02 | 31891028.10 | 33553753.12 | 0228 | FTTx IBD MUMB0228 Jalan House | 3293902 | INSTALLATION LEVEL 1 ( S1 ) SPLITTER | 20 | EA - each | 49 | 980 | INSTALLATION OF FREE ISSUED SPLITTER AT SUGGESTED LOCATION INCLUDING ALL MANPOWER, TOOLS TACKLES, HARDWARES ETC. COMPLETE AS PER THE DRG AND DIRECTION OF
918 | WORK CHANGE ORDER | 630108053 | 0003 | 18.02.2021 | 1662725.02 | 31891028.10 | 33553753.12 | 0228 | FTTx IBD MUMB0228 Jalan House | 3293903 | INSTALLATION LEVEL 2 ( S2 ) SPLITTER | 160 | EA - each | 49 | 7840 | INSTALLATION OF FREE ISSUED SPLITTER AT SUGGESTED LOCATION INCLUDING ALL MANPOWER, TOOLS TACKLES, HARDWARES ETC. COMPLETE AS PER THE DRG AND DIRECTION OF
919 | WORK CHANGE ORDER | 630108053 | 0003 | 18.02.2021 | 1662725.02 | 31891028.10 | 33553753.12 | 0228 | FTTx IBD MUMB0228 Jalan House | 3252601 | SPLICING,JOINTING & TERMINATION-48F | 500 | 500.000 NOS - No. | 112 | 56000 | CHARGES FOR SPLICING,JOINTING & TERMINATION OF 48F FIBRE.
920 | WORK CHANGE ORDER | 630108053 | 0003 | 18.02.2021 | 1662725.02 | 31891028.10 | 33553753.12 | 0228 | FTTx IBD MUMB0228 Jalan House | 3252602 | SPLICING,JOINTING & TERMINATION-96F | 192 | 192.000 NOS - No. | 112 | 21504 | CHARGES FOR SPLICING,JOINTING & TERMINATION OF 96F FIBRE.
921 | WORK CHANGE ORDER | 630108053 | 0003 | 18.02.2021 | 1662725.02 | 31891028.10 | 33553753.12 | 0228 | FTTx IBD MUMB0228 Jalan House | 3300512 | SPLICING & TERM OFC,FIXED COST/DAY | 10 | EA - each | 2425 | 24250 | OFC SPLICING&TERMINATION-FIXED COST/DAY#JOB INVOLVES: 1) SPLICING & TERMINATION OF OFC CABLE AS DIRECTED BY EIC. 2) ALL TOOLS AND TACKLES, PPES, CONSUMABLES ARE IN
922 | WORK CHANGE ORDER | 630108053 | 0003 | 18.02.2021 | 1662725.02 | 31891028.10 | 33553753.12 | 0228 | FTTx IBD MUMB0228 Jalan House | 3098777 | A11102-SELF ADHESIVE LABELS | 400 | 400.000 | 10 | 4000 | 420
923 | WORK CHANGE ORDER | 630108053 | 0003 | 18.02.2021 | 1662725.02 | 31891028.10 | 33553753.12 | 0228 | FTTx IBD MUMB0228 Jalan House | 3295194 | PREPARATION OF AS BUILT DRAWINGS SBP | 15 | 15 EA - each | 194 | 2910 | AS-BUILT DRAWING FOR ALL WORKS PERFORMED AS PER SCOPE
924 | WORK CHANGE ORDER | 630108053 | 0003 | 18.02.2021 | 1662725.02 | 31891028.10 | 33553753.12 | 0228 | FTTx IBD MUMB0228 Jalan House | 3111341 | DISPOSAL OF WASTE MATERIALS DEBRIS ETC. | 15 | 15.000 NOS - No. | 679 | 10185 | Collection & disposal of various kinds of unwanted materials / debris
925 | WORK CHANGE ORDER | 630108053 | 0003 | 18.02.2021 | 1662725.02 | 31891028.10 | 33553753.12 | 0228 | FTTx IBD MUMB0228 Jalan House | 3295891 | MATERIAL STORAGE & SECONDARY TRNSPT | 15 | 15 EA - each | 485 | 7275 | STORAGE AND SECONDARY TRANSPORTATION OF FIM MATERIAL TO BUILDINGS, TO BE CALCULATED PER BUILDING#
926 | WORK CHANGE ORDER | 630108053 | 0003 | 18.02.2021 | 1662725.02 | 31891028.10 | 33553753.12 | 0228 | FTTx IBD MUMB0228 Jalan House | 3295897 | CHRG: PRE EXECUTION BUILDING SURVEY | 15 | 15 EA - each | 290 | 4350 | PRE EXECUTION BUILDING SURVEY:#THIS IS BUILDING SURVEY BEFORE DEPLOYMENT INSIDE BUILDING DEPLOYMENT/CONSTRUCTION INCLUDES LAYING OF CONDUITS AND OTHER ODN
927 | WORK CHANGE ORDER | 630108053 | 0003 | 18.02.2021 | 1662725.02 | 31891028.10 | 33553753.12 | 0228 | FTTx IBD MUMB0228 Jalan House | 3318382 | CHRG DRILLING OF HOLE 25MM IN BRICK WALL | 50 | 50 EA - each | 82 | 4100 | CHARGES FOR DRILLING HOLES OF DIAMETER 25MM IN BRICK WALL WITH PROPER DRILL MACHINE AND REINSTATEMENT AFTER CONDUITING TO ENSURE WATER PROOFING OF HOLE.#
928 | WORK CHANGE ORDER | 630108053 | 0003 | 18.02.2021 | 1662725.02 | 31891028.10 | 33553753.12 | 0228 | FTTx IBD MUMB0228 Jalan House | 3318381 | CHRG DRILLING OF HOLE 40MM IN BRICK WALL | 50 | 50 EA - each | 131 | 6550 | CHARGES FOR DRILLING HOLES OF DIAMETER 40MM IN BRICK WALL WITH PROPER DRILL MACHINE AND REINSTATEMENT AFTER CONDUITING TO ENSURE WATER PROOFING OF HOLE.#
929 | WORK CHANGE ORDER | 630108053 | 0003 | 18.02.2021 | 1662725.02 | 31891028.10 | 33553753.12 | 0228 | FTTx IBD MUMB0228 Jalan House | 3318200 | CHRG DRILLING OF HOLE 25MM DIA IN RCC | 50 | 50 EA - each | 131 | 6550 | CHARGES FOR DRILLING HOLES OF DIAMETER 25MM IN RCC WITH PROPER DRILL MACHINE AND REINSTATEMENT AFTER CONDUITING TO ENSURE WATER PROOFING OF HOLE.#
930 | WORK CHANGE ORDER | 630108053 | 0003 | 18.02.2021 | 1662725.02 | 31891028.10 | 33553753.12 | 0228 | FTTx IBD MUMB0228 Jalan House | 3297469 | CHRG:DRILLING OF HOLE 40MM DIA IN RCC | 50 | 50 EA - each | 165 | 8250 | CHARGES FOR DRILLING HOLES OF DIAMETER ~40MM IN RCC WITH PROPER DRILL MACHINE AND REINSTATEMENT AFTER CONDUITING TO ENSURE WATER PROOFING OF HOLE.
931 | WORK CHANGE ORDER | 630108053 | 0003 | 18.02.2021 | 1662725.02 | 31891028.10 | 33553753.12 | 0228 | FTTx IBD MUMB0228 Jalan House | 3319692 | S&I SIMPLEX PLUG,F/40MM HDPE DUCT | 60 | EA - each | 49 | 2940 | CHARGES FOR SUPPLYING AND FIXING OF SIMPLEX PLUG FOR 40 MM HDPE DUCT#
932 | WORK CHANGE ORDER | 630108053 | 0003 | 18.02.2021 | 1662725.02 | 31891028.10 | 33553753.12 | 0256 | FTTx IBD MUMB0256 Mahalaxmi Temple Premi | 3293883 | CHRG;SHALLOW TRENCH 40 OR 48MM 7WAY DUCT | 50 | 50 M - Meter | 160 | 8000 | EXCAVATION OF SHALLOW TRENCHES MANUALLY/CHIPPING/SLITTING UPTO A DEPTH OF 300 MM, WIDE UP TO 100 MM IN ASPHALT / CONCRETE / TILED SURFACE, LAYING 1 X 40 MM / 1 X 7
933 | WORK CHANGE ORDER | 630108053 | 0003 | 18.02.2021 | 1662725.02 | 31891028.10 | 33553753.12 | 0256 | FTTx IBD MUMB0256 Mahalaxmi Temple Premi | 3314515 | CHRG:SHALLOW TREN 40MM DUCT W/2 NOS | 50 | 50 M - Meter | 160 | 8000 | EXCAVATION OF SHALLOW TRENCHES MANUALLY/CHIPPING/SLITTING IN ASPHALT / CONCRETE / TILED SURFACE, LAYING 2 NOS 40 MM DUCT AND FILLING THE COMPLETE DEPTH, INCLUDING
934 | WORK CHANGE ORDER | 630108053 | 0003 | 18.02.2021 | 1662725.02 | 31891028.10 | 33553753.12 | 0256 | FTTx IBD MUMB0256 Mahalaxmi Temple Premi | 3293878 | CHRG;CLAMPING-1X40MM/1X7WAY MICRO DUCT | 100 | 100M - Meter | 49 | 4900 | CLAMPING OF THE DUCTS 1 X 40 MM / 1 X 7 WAY MICRO DUCT ( 48 MM OD ) ALONG THE WALL WITH THE HELP OF CLAMPING AT EVERY 1 M C/C#
935 | WORK CHANGE ORDER | 630108053 | 0003 | 18.02.2021 | 1662725.02 | 31891028.10 | 33553753.12 | 0256 | FTTx IBD MUMB0256 Mahalaxmi Temple Premi | 3292713 | CHRGS FOR TRANS&INST OF ADSS CABLE-96F | 500 | 500M - Meter | 40 | 20000 | CHARGES FOR TRANSPORTATION & INSTALLATION OF ADSS CABLE- EIC - 96F#
936 | WORK CHANGE ORDER | 630108053 | 0003 | 18.02.2021 | 1662725.02 | 31891028.10 | 33553753.12 | 0256 | FTTx IBD MUMB0256 Mahalaxmi Temple Premi | 3294064 | INSTALLATION 48 F ADSS / FIG 8 CABLE | 1000 | 1,000 | 34 | 34000 | INSTALLATION OF THE AERIAL CABLE (48 F ADSS / FIG 8 ) ALONG WITH THE ACCESSORIES. RATE INCLUDES SURVEY COST AND LOCAL LIASIONING CHARGES.
937 | WORK CHANGE ORDER | 630108053 | 0003 | 18.02.2021 | 1662725.02 | 31891028.10 | 33553753.12 | 0256 | FTTx IBD MUMB0256 Mahalaxmi Temple Premi | 3294065 | INSTALLATION12F ADSS / FIG 8 CABLE | 1500 | 1,500 | 24 | 36000 | INSTALLATION OF THE AERIAL CABLE (12 F ADSS / FIG 8 ) ALONG WITH THE ACCESSORIES. RATE INCLUDES SURVEY COST AND LOCAL LIASIONING CHARGES.
938 | WORK CHANGE ORDER | 630108053 | 0003 | 18.02.2021 | 1662725.02 | 31891028.10 | 33553753.12 | 0256 | FTTx IBD MUMB0256 Mahalaxmi Temple Premi | 3294710 | INSTALLATION 6F ADSS / FIG 8 CABLE | 500 | M - Meter | 19 | 9500 | INSTALLATION OF THE AERIAL CABLE (6 F ADSS / FIG 8 ) ALONG WITH THE ACCESSORIES. RATE INCLUDES SURVEY COST AND LOCAL LIASIONING CHARGES. #
939 | WORK CHANGE ORDER | 630108053 | 0003 | 18.02.2021 | 1662725.02 | 31891028.10 | 33553753.12 | 0256 | FTTx IBD MUMB0256 Mahalaxmi Temple Premi | 3252599 | BLOWING OF 96F | 500 | M - Meter | 15 | 7500 | CHARGES FOR BLOWING OF 96F FIBRE.
940 | WORK CHANGE ORDER | 630108053 | 0003 | 18.02.2021 | 1662725.02 | 31891028.10 | 33553753.12 | 0256 | FTTx IBD MUMB0256 Mahalaxmi Temple Premi | 3294262 | BLOWING / PULLING-48 F | 700 | M - Meter | 10 | 7000 | PULLING/BLOWING OF OFC- 48 F INCLUDING ALL MATERIALS, LABOUR, TOOLS, TACKLES, ETC.. #
941 | WORK CHANGE ORDER | 630108053 | 0003 | 18.02.2021 | 1662725.02 | 31891028.10 | 33553753.12 | 0256 | FTTx IBD MUMB0256 Mahalaxmi Temple Premi | 3294264 | BLOWING / PULLING-12 F | 2000 | 2,000 | 7 | 14000 | PULLING/BLOWING OF OFC-12F INCLUDING ALL MATERIALS, LABOUR, TOOLS, TACKLES, ETC.. #
942 | WORK CHANGE ORDER | 630108053 | 0003 | 18.02.2021 | 1662725.02 | 31891028.10 | 33553753.12 | 0256 | FTTx IBD MUMB0256 Mahalaxmi Temple Premi | 3294265 | BLOWING / PULLING-6 F | 1000 | 1,000 | 5 | 5000 | PULLING/BLOWING OF OFC-6F INCLUDING ALL MATERIALS, LABOUR, TOOLS, TACKLES, ETC.. #
943 | WORK CHANGE ORDER | 630108053 | 0003 | 18.02.2021 | 1662725.02 | 31891028.10 | 33553753.12 | 0256 | FTTx IBD MUMB0256 Mahalaxmi Temple Premi | 3291570 | INSTLTN OF ACCESS CHAMBER 750X400X500 MM | 2 | 2 EA - each | 2328 | 4656 | INSTALLATION OF ACCESS CHAMBERS - SIZE - 750X400X500 MM DEEP.#INCLUDING COVER & LIFTING OF ACCESS CHAMBER-UPTO 50KMS INCLUDING HANDLING ,#EXCAVATION &
944 | WORK CHANGE ORDER | 630108053 | 0003 | 18.02.2021 | 1662725.02 | 31891028.10 | 33553753.12 | 0256 | FTTx IBD MUMB0256 Mahalaxmi Temple Premi | 3314518 | INST OF PULLING CHAMBER 400X400X500MM | 10 | 10 EA - each | 970 | 9700 | INSTALLATION OF PULLING CHAMBERS - SIZE - 400X400X500 MM DEEP ; INCLUDING COVER .#EXCAVATION & BACKFILLING OF PITS ETC AS PER DRAWINGS , SPECIFICATIONS#AND AS
945 | WORK CHANGE ORDER | 630108053 | 0003 | 18.02.2021 | 1662725.02 | 31891028.10 | 33553753.12 | 0256 | FTTx IBD MUMB0256 Mahalaxmi Temple Premi | 3294239 | CHRG;REINST,TRENCH,PCC-1:2:4,GRAVEL 20MM | 1 | 1 M3 - Cubic meter | 5335 | 5335 | CHARGES FOR REINSTATEMENT OF THE TRENCHES / PITS INCLUDING ALL MATERIALS , LABOUR, TOOLS TACKES ETC..BY PCC -1:2:4 GRAVEL SIZE - 20 MM & CURING FOR 7 DAYS. THIS ITEM
946 | WORK CHANGE ORDER | 630108053 | 0003 | 18.02.2021 | 1662725.02 | 31891028.10 | 33553753.12 | 0256 | FTTx IBD MUMB0256 Mahalaxmi Temple Premi | 3291785 | RSTRTN EXCVTD SURFACE- W/COLD BITUMEN | 10 | 10 M - Meter | 1000 | 10000 | CHARGES FOR RESTORATION OF THE EXCAVATED SURFACES USING THE COLD BITUMEN INCLUDING PROPER COMPACTION ETC. ALL COMPLETE INCLUDING ALL MATERIALS TOOLS TACKLES
947 | WORK CHANGE ORDER | 630108053 | 0003 | 18.02.2021 | 1662725.02 | 31891028.10 | 33553753.12 | 0256 | FTTx IBD MUMB0256 Mahalaxmi Temple Premi | 3291786 | RSTRTN EXCVTD SURFACES-W/ HOT BITUMEN | 10 | 10 M - Meter | 383 | 3830 | CHARGES FOR RESTORATION OF THE EXCAVATED SURFACES USING THE HOT BITUMEN INCLUDING PROPER COMPACTION ETC. ALL COMPLETE INCLUDING ALL MATERIALS TOOLS TACKLES
948 | WORK CHANGE ORDER | 630108053 | 0003 | 18.02.2021 | 1662725.02 | 31891028.10 | 33553753.12 | 0256 | FTTx IBD MUMB0256 Mahalaxmi Temple Premi | 3290664 | CHRG F/RESTORATN OF SURF ;W/EXT TILES | 30 | 30 M - Meter | 286 | 8580 | CHARGES FOR RESTORATION OF THE EXCAVATED SURFACES USING THE EXISTING TILES OVER 100 MM THICK CONCRETE BEDDING. THE COST TO INCLUDE THE COST OF THE TILES,
949 | WORK CHANGE ORDER | 630108053 | 0003 | 18.02.2021 | 1662725.02 | 31891028.10 | 33553753.12 | 0256 | FTTx IBD MUMB0256 Mahalaxmi Temple Premi | 3291784 | RSTRTN EXCVTD SURFACE-W/ PAVER BLOCK | 30 | 30 M - Meter | 631 | 18930 | CHARGES FOR RESTORATION OF THE EXCAVATED SURFACE USING NEW INTER LOCKING PAVER BLOCK OVER 100 MM THICK CONCRETE BEDDING. THE COST TO INCLUDE THE COST OF THE
950 | WORK CHANGE ORDER | 630108053 | 0003 | 18.02.2021 | 1662725.02 | 31891028.10 | 33553753.12 | 0256 | FTTx IBD MUMB0256 Mahalaxmi Temple Premi | 3291783 | RESTORATION OF EXCV SURFACE-W/KOTA STONE | 10 | 10 M - Meter | 550 | 5500 | CHARGES FOR RESTORATION OF THE EXCAVATED SURFACE USING NEW KOTA STONE OVER 100 MM THICK CONCRETE BEDDING. THE COST TO INCLUDE THE COST OF THE KOTA STONE ,
951 | WORK CHANGE ORDER | 630108053 | 0003 | 18.02.2021 | 1662725.02 | 31891028.10 | 33553753.12 | 0256 | FTTx IBD MUMB0256 Mahalaxmi Temple Premi | 3290665 | CHRG F/RESTORATN OF SURF ;W/CHEQUED TILE | 30 | 30 M - Meter | 419 | 12570 | CHARGES FOR RESTORATION OF THE EXCAVATED SURFACE USING NEW INTER CHEQUERED TILE OVER 100 MM THICK CONCRETE BEDDING. THE COST TO INCLUDE THE COST OF THE KOTA
952 | WORK CHANGE ORDER | 630108053 | 0003 | 18.02.2021 | 1662725.02 | 31891028.10 | 33553753.12 | 0256 | FTTx IBD MUMB0256 Mahalaxmi Temple Premi | 3171149 | S/FIXING PVC CONDUIT 25 MM | 1000 | 1,000 | 60 | 60000 | S/FIXING PVC CONDUIT 25MM
953 | WORK CHANGE ORDER | 630108053 | 0003 | 18.02.2021 | 1662725.02 | 31891028.10 | 33553753.12 | 0256 | FTTx IBD MUMB0256 Mahalaxmi Temple Premi | 3171151 | S/FIXING PVC CONDUIT 40 MM | 600 | M - Meter | 111 | 66600 | S/FIXING PVC CONDUIT 40 MM
954 | WORK CHANGE ORDER | 630108053 | 0003 | 18.02.2021 | 1662725.02 | 31891028.10 | 33553753.12 | 0256 | FTTx IBD MUMB0256 Mahalaxmi Temple Premi | 3318608 | S&I 25MM PVC CONDUIT USING SCAFFOLDING | 100 | 100M - Meter | 133 | 13300 | SUPPLY AND INSTALLATION OF 25MM OUTER DIA CONDUIT ON EXTERNAL WALL WITH THE HELP OF JHOOLA HOLDING INCLUDING MANPOWER, COUPLERS, BENDS, TEES, SADDLES, CLAMPS,
955 | WORK CHANGE ORDER | 630108053 | 0003 | 18.02.2021 | 1662725.02 | 31891028.10 | 33553753.12 | 0256 | FTTx IBD MUMB0256 Mahalaxmi Temple Premi | 3318609 | S&I 40MM PVC CONDUIT USING SCAFFOLDING | 100 | 100M - Meter | 188 | 18800 | SUPPLY AND INSTALLATION OF 40MM OUTER DIA CONDUIT ON EXTERNAL WALL WITH THE HELP OF JHOOLA HOLDING INCLUDING MANPOWER, COUPLERS, BENDS, TEES, SADDLES, CLAMPS,
956 | WORK CHANGE ORDER | 630108053 | 0003 | 18.02.2021 | 1662725.02 | 31891028.10 | 33553753.12 | 0256 | FTTx IBD MUMB0256 Mahalaxmi Temple Premi | 3206508 | SUP&LAY FLEX PVC CONDUIT DIA 25MM | 200 | M - Meter | 71 | 14200 | Supplying and laying of following sizes of flexible PVC conduit along with conduit accessories complete as required.
957 | WORK CHANGE ORDER | 630108053 | 0003 | 18.02.2021 | 1662725.02 | 31891028.10 | 33553753.12 | 0256 | FTTx IBD MUMB0256 Mahalaxmi Temple Premi | 3206510 | SUP&LAY FLEX PVC CONDUIT DIA 40MM | 150 | M - Meter | 116 | 17400 | Supplying and laying of following sizes of flexible PVC conduit along with conduit
958 | WORK CHANGE ORDER | 630108053 | 0003 | 18.02.2021 | 1662725.02 | 31891028.10 | 33553753.12 | 0256 | FTTx IBD MUMB0256 Mahalaxmi Temple Premi | 3318971 | S&I 25MM FLEXI PVC CONDUIT W/SCAFFOLDING | 100 | 100M - Meter | 144 | 14400 | SUPPLY AND INSTALLATION OF 25MM DIA REINFORCED FLEXIBLE CONDUIT ON EXTERNAL WALL WITH THE HELP OF JHOOLA HOLDING INCLUDING MANPOWER, COUPLERS, BENDS, TEES,
959 | WORK CHANGE ORDER | 630108053 | 0003 | 18.02.2021 | 1662725.02 | 31891028.10 | 33553753.12 | 0256 | FTTx IBD MUMB0256 Mahalaxmi Temple Premi | 3318972 | S&I 40MM FLEXI PVC CONDUIT W/SCAFFOLDING | 100 | 100M - Meter | 194 | 19400 | SUPPLY AND INSTALLATION OF 40MM DIA REINFORCED FLEXIBLE CONDUIT ON EXTERNAL WALL WITH THE HELP OF JHOOLA HOLDING INCLUDING MANPOWER, COUPLERS, BENDS, TEES,
960 | WORK CHANGE ORDER | 630108053 | 0003 | 18.02.2021 | 1662725.02 | 31891028.10 | 33553753.12 | 0256 | FTTx IBD MUMB0256 Mahalaxmi Temple Premi | 3319687 | P&F PVC JUNCTION BOX 40MM,4-WAY | 150 | EA - each | 30 | 4500 | CHARGES FOR SUPPLYING AND FIXING OF PVC JUNCTION BOX 40MM,FOUR WAY IN REQUIRED POSITION ALONG THE LINE OF PVC CONDUIT#
961 | WORK CHANGE ORDER | 630108053 | 0003 | 18.02.2021 | 1662725.02 | 31891028.10 | 33553753.12 | 0256 | FTTx IBD MUMB0256 Mahalaxmi Temple Premi | 3319688 | P&F PVC JUNCTION BOX 40MM,3-WAY | 150 | EA - each | 30 | 4500 | CHARGES FOR SUPPLYING AND FIXING OF PVC JUNCTION BOX 40MM,THREE WAY IN REQUIRED POSITION ALONG THE LINE OF PVC CONDUIT#
962 | WORK CHANGE ORDER | 630108053 | 0003 | 18.02.2021 | 1662725.02 | 31891028.10 | 33553753.12 | 0256 | FTTx IBD MUMB0256 Mahalaxmi Temple Premi | 3192918 | CHRG:S/F:PVC JUNCTION BOX 25MM,4-WAY | 150 | 150EA - each | 19 | 2850 | CHARGES FOR SUPPLYING AND FIXING OF PVC JUNCTION BOX
963 | WORK CHANGE ORDER | 630108053 | 0003 | 18.02.2021 | 1662725.02 | 31891028.10 | 33553753.12 | 0256 | FTTx IBD MUMB0256 Mahalaxmi Temple Premi | 3192917 | CHRG:S/F:PVC JUNCTION BOX 25MM,3-WAY | 150 | 150EA - each | 19 | 2850 | CHARGES FOR SUPPLYING AND FIXING OF PVC JUNCTION BOX
964 | WORK CHANGE ORDER | 630108053 | 0003 | 18.02.2021 | 1662725.02 | 31891028.10 | 33553753.12 | 0256 | FTTx IBD MUMB0256 Mahalaxmi Temple Premi | 3259755 | INSTALLATION OF FDC | 15 | EA - each | 49 | 735 | Installation of Fibre Distribution Cabinet
965 | WORK CHANGE ORDER | 630108053 | 0003 | 18.02.2021 | 1662725.02 | 31891028.10 | 33553753.12 | 0256 | FTTx IBD MUMB0256 Mahalaxmi Temple Premi | 3294022 | INSTALLATION OF FAT (WALL/POLE MOUNTED) | 50 | 50 EA - each | 49 | 2450 | INSTALLATION OF FIBRE ACCESS TERMINAL (WALL/POLE MOUNTED)#
966 | WORK CHANGE ORDER | 630108053 | 0003 | 18.02.2021 | 1662725.02 | 31891028.10 | 33553753.12 | 0256 | FTTx IBD MUMB0256 Mahalaxmi Temple Premi | 3293902 | INSTALLATION LEVEL 1 ( S1 ) SPLITTER | 20 | EA - each | 49 | 980 | INSTALLATION OF FREE ISSUED SPLITTER AT SUGGESTED LOCATION INCLUDING ALL MANPOWER, TOOLS TACKLES, HARDWARES ETC. COMPLETE AS PER THE DRG AND DIRECTION OF
967 | WORK CHANGE ORDER | 630108053 | 0003 | 18.02.2021 | 1662725.02 | 31891028.10 | 33553753.12 | 0256 | FTTx IBD MUMB0256 Mahalaxmi Temple Premi | 3293903 | INSTALLATION LEVEL 2 ( S2 ) SPLITTER | 160 | EA - each | 49 | 7840 | INSTALLATION OF FREE ISSUED SPLITTER AT SUGGESTED LOCATION INCLUDING ALL MANPOWER, TOOLS TACKLES, HARDWARES ETC. COMPLETE AS PER THE DRG AND DIRECTION OF
968 | WORK CHANGE ORDER | 630108053 | 0003 | 18.02.2021 | 1662725.02 | 31891028.10 | 33553753.12 | 0256 | FTTx IBD MUMB0256 Mahalaxmi Temple Premi | 3252601 | SPLICING,JOINTING & TERMINATION-48F | 500 | 500.000 NOS - No. | 112 | 56000 | CHARGES FOR SPLICING,JOINTING & TERMINATION OF 48F FIBRE.
969 | WORK CHANGE ORDER | 630108053 | 0003 | 18.02.2021 | 1662725.02 | 31891028.10 | 33553753.12 | 0256 | FTTx IBD MUMB0256 Mahalaxmi Temple Premi | 3252602 | SPLICING,JOINTING & TERMINATION-96F | 192 | 192.000 NOS - No. | 112 | 21504 | CHARGES FOR SPLICING,JOINTING & TERMINATION OF 96F FIBRE.
970 | WORK CHANGE ORDER | 630108053 | 0003 | 18.02.2021 | 1662725.02 | 31891028.10 | 33553753.12 | 0256 | FTTx IBD MUMB0256 Mahalaxmi Temple Premi | 3300512 | SPLICING & TERM OFC,FIXED COST/DAY | 10 | EA - each | 2425 | 24250 | OFC SPLICING&TERMINATION-FIXED COST/DAY#JOB INVOLVES: 1) SPLICING & TERMINATION OF OFC CABLE AS DIRECTED BY EIC. 2) ALL TOOLS AND TACKLES, PPES, CONSUMABLES ARE IN
971 | WORK CHANGE ORDER | 630108053 | 0003 | 18.02.2021 | 1662725.02 | 31891028.10 | 33553753.12 | 0256 | FTTx IBD MUMB0256 Mahalaxmi Temple Premi | 3098777 | A11102-SELF ADHESIVE LABELS | 400 | 400.000 | 10 | 4000 | 420
972 | WORK CHANGE ORDER | 630108053 | 0003 | 18.02.2021 | 1662725.02 | 31891028.10 | 33553753.12 | 0256 | FTTx IBD MUMB0256 Mahalaxmi Temple Premi | 3295194 | PREPARATION OF AS BUILT DRAWINGS SBP | 15 | 15 EA - each | 194 | 2910 | AS-BUILT DRAWING FOR ALL WORKS PERFORMED AS PER SCOPE
973 | WORK CHANGE ORDER | 630108053 | 0003 | 18.02.2021 | 1662725.02 | 31891028.10 | 33553753.12 | 0256 | FTTx IBD MUMB0256 Mahalaxmi Temple Premi | 3111341 | DISPOSAL OF WASTE MATERIALS DEBRIS ETC. | 15 | 15.000 NOS - No. | 679 | 10185 | Collection & disposal of various kinds of unwanted materials / debris
974 | WORK CHANGE ORDER | 630108053 | 0003 | 18.02.2021 | 1662725.02 | 31891028.10 | 33553753.12 | 0256 | FTTx IBD MUMB0256 Mahalaxmi Temple Premi | 3295891 | MATERIAL STORAGE & SECONDARY TRNSPT | 15 | 15 EA - each | 485 | 7275 | STORAGE AND SECONDARY TRANSPORTATION OF FIM MATERIAL TO BUILDINGS, TO BE CALCULATED PER BUILDING#
975 | WORK CHANGE ORDER | 630108053 | 0003 | 18.02.2021 | 1662725.02 | 31891028.10 | 33553753.12 | 0256 | FTTx IBD MUMB0256 Mahalaxmi Temple Premi | 3295897 | CHRG: PRE EXECUTION BUILDING SURVEY | 15 | 15 EA - each | 290 | 4350 | PRE EXECUTION BUILDING SURVEY:#THIS IS BUILDING SURVEY BEFORE DEPLOYMENT INSIDE BUILDING DEPLOYMENT/CONSTRUCTION INCLUDES LAYING OF CONDUITS AND OTHER ODN
976 | WORK CHANGE ORDER | 630108053 | 0003 | 18.02.2021 | 1662725.02 | 31891028.10 | 33553753.12 | 0256 | FTTx IBD MUMB0256 Mahalaxmi Temple Premi | 3318382 | CHRG DRILLING OF HOLE 25MM IN BRICK WALL | 50 | 50 EA - each | 82 | 4100 | CHARGES FOR DRILLING HOLES OF DIAMETER 25MM IN BRICK WALL WITH PROPER DRILL MACHINE AND REINSTATEMENT AFTER CONDUITING TO ENSURE WATER PROOFING OF HOLE.#
977 | WORK CHANGE ORDER | 630108053 | 0003 | 18.02.2021 | 1662725.02 | 31891028.10 | 33553753.12 | 0256 | FTTx IBD MUMB0256 Mahalaxmi Temple Premi | 3318381 | CHRG DRILLING OF HOLE 40MM IN BRICK WALL | 50 | 50 EA - each | 131 | 6550 | CHARGES FOR DRILLING HOLES OF DIAMETER 40MM IN BRICK WALL WITH PROPER DRILL MACHINE AND REINSTATEMENT AFTER CONDUITING TO ENSURE WATER PROOFING OF HOLE.#
978 | WORK CHANGE ORDER | 630108053 | 0003 | 18.02.2021 | 1662725.02 | 31891028.10 | 33553753.12 | 0256 | FTTx IBD MUMB0256 Mahalaxmi Temple Premi | 3318200 | CHRG DRILLING OF HOLE 25MM DIA IN RCC | 50 | 50 EA - each | 131 | 6550 | CHARGES FOR DRILLING HOLES OF DIAMETER 25MM IN RCC WITH PROPER DRILL MACHINE AND REINSTATEMENT AFTER
979 | WORK CHANGE ORDER | 630108053 | 0003 | 18.02.2021 | 1662725.02 | 31891028.10 | 33553753.12 | 0256 | FTTx IBD MUMB0256 Mahalaxmi Temple Premi | 3297469 | CHRG:DRILLING OF HOLE 40MM DIA IN RCC | 50 | 50 EA - each | 165 | 8250 | CHARGES FOR DRILLING HOLES OF DIAMETER ~40MM IN RCC WITH PROPER DRILL MACHINE AND REINSTATEMENT AFTER CONDUITING TO ENSURE WATER PROOFING OF HOLE.
980 | WORK CHANGE ORDER | 630108053 | 0003 | 18.02.2021 | 1662725.02 | 31891028.10 | 33553753.12 | 0256 | FTTx IBD MUMB0256 Mahalaxmi Temple Premi | 3319692 | S&I SIMPLEX PLUG,F/40MM HDPE DUCT | 60 | EA - each | 49 | 2940 | CHARGES FOR SUPPLYING AND FIXING OF SIMPLEX PLUG FOR 40 MM HDPE DUCT#
981 | WORK CHANGE ORDER | 630108053 | 0003 | 18.02.2021 | 1662725.02 | 31891028.10 | 33553753.12 | 0259 | FTTx IBD MUMB0259 Raheja Viveria | 3293883 | CHRG;SHALLOW TRENCH 40 OR 48MM 7WAY DUCT | 50 | 50 M - Meter | 160 | 8000 | EXCAVATION OF SHALLOW TRENCHES MANUALLY/CHIPPING/SLITTING UPTO A DEPTH OF 300 MM, WIDE UP TO 100 MM IN ASPHALT / CONCRETE / TILED SURFACE, LAYING 1 X 40 MM / 1 X 7
982 | WORK CHANGE ORDER | 630108053 | 0003 | 18.02.2021 | 1662725.02 | 31891028.10 | 33553753.12 | 0259 | FTTx IBD MUMB0259 Raheja Viveria | 3314515 | CHRG:SHALLOW TREN 40MM DUCT W/2 NOS | 50 | 50 M - Meter | 160 | 8000 | EXCAVATION OF SHALLOW TRENCHES MANUALLY/CHIPPING/SLITTING IN ASPHALT / CONCRETE / TILED SURFACE, LAYING 2 NOS 40 MM DUCT AND FILLING THE COMPLETE DEPTH, INCLUDING
983 | WORK CHANGE ORDER | 630108053 | 0003 | 18.02.2021 | 1662725.02 | 31891028.10 | 33553753.12 | 0259 | FTTx IBD MUMB0259 Raheja Viveria | 3293878 | CHRG;CLAMPING-1X40MM/1X7WAY MICRO DUCT | 100 | 100M - Meter | 49 | 4900 | CLAMPING OF THE DUCTS 1 X 40 MM / 1 X 7 WAY MICRO DUCT ( 48 MM OD ) ALONG THE WALL WITH THE HELP OF CLAMPING AT EVERY 1 M C/C#
984 | WORK CHANGE ORDER | 630108053 | 0003 | 18.02.2021 | 1662725.02 | 31891028.10 | 33553753.12 | 0259 | FTTx IBD MUMB0259 Raheja Viveria | 3292713 | CHRGS FOR TRANS&INST OF ADSS CABLE-96F | 500 | 500M - Meter | 40 | 20000 | CHARGES FOR TRANSPORTATION & INSTALLATION OF ADSS CABLE- EIC - 96F#
985 | WORK CHANGE ORDER | 630108053 | 0003 | 18.02.2021 | 1662725.02 | 31891028.10 | 33553753.12 | 0259 | FTTx IBD MUMB0259 Raheja Viveria | 3294064 | INSTALLATION 48 F ADSS / FIG 8 CABLE | 1000 | 1,000 | 34 | 34000 | INSTALLATION OF THE AERIAL CABLE (48 F ADSS / FIG 8 ) ALONG WITH THE ACCESSORIES. RATE INCLUDES SURVEY COST AND LOCAL LIASIONING CHARGES.
986 | WORK CHANGE ORDER | 630108053 | 0003 | 18.02.2021 | 1662725.02 | 31891028.10 | 33553753.12 | 0259 | FTTx IBD MUMB0259 Raheja Viveria | 3294065 | INSTALLATION12F ADSS / FIG 8 CABLE | 1500 | 1,500 | 24 | 36000 | INSTALLATION OF THE AERIAL CABLE (12 F ADSS / FIG 8 ) ALONG WITH THE ACCESSORIES. RATE INCLUDES SURVEY COST AND LOCAL LIASIONING CHARGES.
987 | WORK CHANGE ORDER | 630108053 | 0003 | 18.02.2021 | 1662725.02 | 31891028.10 | 33553753.12 | 0259 | FTTx IBD MUMB0259 Raheja Viveria | 3294710 | INSTALLATION 6F ADSS / FIG 8 CABLE | 500 | M - Meter | 19 | 9500 | INSTALLATION OF THE AERIAL CABLE (6 F ADSS / FIG 8 ) ALONG WITH THE ACCESSORIES. RATE INCLUDES SURVEY COST AND LOCAL LIASIONING CHARGES. #
988 | WORK CHANGE ORDER | 630108053 | 0003 | 18.02.2021 | 1662725.02 | 31891028.10 | 33553753.12 | 0259 | FTTx IBD MUMB0259 Raheja Viveria | 3252599 | BLOWING OF 96F | 500 | M - Meter | 15 | 7500 | CHARGES FOR BLOWING OF 96F FIBRE.
989 | WORK CHANGE ORDER | 630108053 | 0003 | 18.02.2021 | 1662725.02 | 31891028.10 | 33553753.12 | 0259 | FTTx IBD MUMB0259 Raheja Viveria | 3294262 | BLOWING / PULLING-48 F | 700 | M - Meter | 10 | 7000 | PULLING/BLOWING OF OFC- 48 F INCLUDING ALL MATERIALS, LABOUR, TOOLS, TACKLES, ETC.. #
990 | WORK CHANGE ORDER | 630108053 | 0003 | 18.02.2021 | 1662725.02 | 31891028.10 | 33553753.12 | 0259 | FTTx IBD MUMB0259 Raheja Viveria | 3294264 | BLOWING / PULLING-12 F | 2000 | 2,000 | 7 | 14000 | PULLING/BLOWING OF OFC-12F INCLUDING ALL MATERIALS, LABOUR, TOOLS, TACKLES, ETC.. #
991 | WORK CHANGE ORDER | 630108053 | 0003 | 18.02.2021 | 1662725.02 | 31891028.10 | 33553753.12 | 0259 | FTTx IBD MUMB0259 Raheja Viveria | 3294265 | BLOWING / PULLING-6 F | 1000 | 1,000 | 5 | 5000 | PULLING/BLOWING OF OFC-6F INCLUDING ALL MATERIALS, LABOUR, TOOLS, TACKLES, ETC.. #
992 | WORK CHANGE ORDER | 630108053 | 0003 | 18.02.2021 | 1662725.02 | 31891028.10 | 33553753.12 | 0259 | FTTx IBD MUMB0259 Raheja Viveria | 3291570 | INSTLTN OF ACCESS CHAMBER 750X400X500 MM | 2 | 2 EA - each | 2328 | 4656 | INSTALLATION OF ACCESS CHAMBERS - SIZE - 750X400X500 MM DEEP.#INCLUDING COVER & LIFTING OF ACCESS CHAMBER-UPTO 50KMS INCLUDING HANDLING ,#EXCAVATION &
993 | WORK CHANGE ORDER | 630108053 | 0003 | 18.02.2021 | 1662725.02 | 31891028.10 | 33553753.12 | 0259 | FTTx IBD MUMB0259 Raheja Viveria | 3314518 | INST OF PULLING CHAMBER 400X400X500MM | 10 | 10 EA - each | 970 | 9700 | INSTALLATION OF PULLING CHAMBERS - SIZE - 400X400X500 MM DEEP ; INCLUDING COVER .#EXCAVATION & BACKFILLING OF PITS ETC AS PER DRAWINGS , SPECIFICATIONS#AND AS
994 | WORK CHANGE ORDER | 630108053 | 0003 | 18.02.2021 | 1662725.02 | 31891028.10 | 33553753.12 | 0259 | FTTx IBD MUMB0259 Raheja Viveria | 3294239 | CHRG;REINST,TRENCH,PCC-1:2:4,GRAVEL 20MM | 1 | 1 M3 - Cubic meter | 5335 | 5335 | CHARGES FOR REINSTATEMENT OF THE TRENCHES / PITS INCLUDING ALL MATERIALS , LABOUR, TOOLS TACKES ETC..BY PCC -1:2:4 GRAVEL SIZE - 20 MM & CURING FOR 7 DAYS. THIS ITEM
995 | WORK CHANGE ORDER | 630108053 | 0003 | 18.02.2021 | 1662725.02 | 31891028.10 | 33553753.12 | 0259 | FTTx IBD MUMB0259 Raheja Viveria | 3291785 | RSTRTN EXCVTD SURFACE- W/COLD BITUMEN | 10 | 10 M - Meter | 1000 | 10000 | CHARGES FOR RESTORATION OF THE EXCAVATED SURFACES USING THE COLD BITUMEN INCLUDING PROPER COMPACTION ETC. ALL COMPLETE INCLUDING ALL MATERIALS TOOLS TACKLES
996 | WORK CHANGE ORDER | 630108053 | 0003 | 18.02.2021 | 1662725.02 | 31891028.10 | 33553753.12 | 0259 | FTTx IBD MUMB0259 Raheja Viveria | 3291786 | RSTRTN EXCVTD SURFACES-W/ HOT BITUMEN | 10 | 10 M - Meter | 383 | 3830 | CHARGES FOR RESTORATION OF THE EXCAVATED SURFACES USING THE HOT BITUMEN INCLUDING PROPER COMPACTION ETC. ALL COMPLETE INCLUDING ALL MATERIALS TOOLS TACKLES
997 | WORK CHANGE ORDER | 630108053 | 0003 | 18.02.2021 | 1662725.02 | 31891028.10 | 33553753.12 | 0259 | FTTx IBD MUMB0259 Raheja Viveria | 3290664 | CHRG F/RESTORATN OF SURF ;W/EXT TILES | 30 | 30 M - Meter | 286 | 8580 | CHARGES FOR RESTORATION OF THE EXCAVATED SURFACES USING THE EXISTING TILES OVER 100 MM THICK CONCRETE BEDDING. THE COST TO INCLUDE THE COST OF THE TILES,
998 | WORK CHANGE ORDER | 630108053 | 0003 | 18.02.2021 | 1662725.02 | 31891028.10 | 33553753.12 | 0259 | FTTx IBD MUMB0259 Raheja Viveria | 3291784 | RSTRTN EXCVTD SURFACE-W/ PAVER BLOCK | 30 | 30 M - Meter | 631 | 18930 | CHARGES FOR RESTORATION OF THE EXCAVATED SURFACE USING NEW INTER LOCKING PAVER BLOCK OVER 100 MM THICK CONCRETE BEDDING. THE COST TO INCLUDE THE COST OF THE
999 | WORK CHANGE ORDER | 630108053 | 0003 | 18.02.2021 | 1662725.02 | 31891028.10 | 33553753.12 | 0259 | FTTx IBD MUMB0259 Raheja Viveria | 3291783 | RESTORATION OF EXCV SURFACE-W/KOTA STONE | 10 | 10 M - Meter | 550 | 5500 | CHARGES FOR RESTORATION OF THE EXCAVATED SURFACE USING NEW KOTA STONE OVER 100 MM THICK CONCRETE BEDDING. THE COST TO INCLUDE THE COST OF THE KOTA STONE ,
1000 | WORK CHANGE ORDER | 630108053 | 0003 | 18.02.2021 | 1662725.02 | 31891028.10 | 33553753.12 | 0259 | FTTx IBD MUMB0259 Raheja Viveria | 3290665 | CHRG F/RESTORATN OF SURF ;W/CHEQUED TILE | 30 | 30 M - Meter | 419 | 12570 | CHARGES FOR RESTORATION OF THE EXCAVATED SURFACE USING NEW INTER CHEQUERED TILE OVER 100 MM THICK CONCRETE BEDDING. THE COST TO INCLUDE THE COST OF THE KOTA
1001 | WORK CHANGE ORDER | 630108053 | 0003 | 18.02.2021 | 1662725.02 | 31891028.10 | 33553753.12 | 0259 | FTTx IBD MUMB0259 Raheja Viveria | 3171149 | S/FIXING PVC CONDUIT 25 MM | 1000 | 1,000 | 60 | 60000 | S/FIXING PVC CONDUIT 25MM
1002 | WORK CHANGE ORDER | 630108053 | 0003 | 18.02.2021 | 1662725.02 | 31891028.10 | 33553753.12 | 0259 | FTTx IBD MUMB0259 Raheja Viveria | 3171151 | S/FIXING PVC CONDUIT 40 MM | 600 | M - Meter | 111 | 66600 | S/FIXING PVC CONDUIT 40 MM
1003 | WORK CHANGE ORDER | 630108053 | 0003 | 18.02.2021 | 1662725.02 | 31891028.10 | 33553753.12 | 0259 | FTTx IBD MUMB0259 Raheja Viveria | 3318608 | S&I 25MM PVC CONDUIT USING SCAFFOLDING | 100 | 100M - Meter | 133 | 13300 | SUPPLY AND INSTALLATION OF 25MM OUTER DIA CONDUIT ON EXTERNAL WALL WITH THE HELP OF JHOOLA HOLDING INCLUDING MANPOWER, COUPLERS, BENDS, TEES, SADDLES, CLAMPS,
1004 | WORK CHANGE ORDER | 630108053 | 0003 | 18.02.2021 | 1662725.02 | 31891028.10 | 33553753.12 | 0259 | FTTx IBD MUMB0259 Raheja Viveria | 3318609 | S&I 40MM PVC CONDUIT USING SCAFFOLDING | 100 | 100M - Meter | 188 | 18800 | SUPPLY AND INSTALLATION OF 40MM OUTER DIA CONDUIT ON EXTERNAL WALL WITH THE HELP OF JHOOLA HOLDING INCLUDING MANPOWER, COUPLERS, BENDS, TEES, SADDLES, CLAMPS,
1005 | WORK CHANGE ORDER | 630108053 | 0003 | 18.02.2021 | 1662725.02 | 31891028.10 | 33553753.12 | 0259 | FTTx IBD MUMB0259 Raheja Viveria | 3206508 | SUP&LAY FLEX PVC CONDUIT DIA 25MM | 200 | M - Meter | 71 | 14200 | Supplying and laying of following sizes of flexible PVC conduit along with conduit accessories complete as required.
1006 | WORK CHANGE ORDER | 630108053 | 0003 | 18.02.2021 | 1662725.02 | 31891028.10 | 33553753.12 | 0259 | FTTx IBD MUMB0259 Raheja Viveria | 3206510 | SUP&LAY FLEX PVC CONDUIT DIA 40MM | 150 | M - Meter | 116 | 17400 | Supplying and laying of following sizes of flexible PVC conduit along with conduit
1007 | WORK CHANGE ORDER | 630108053 | 0003 | 18.02.2021 | 1662725.02 | 31891028.10 | 33553753.12 | 0259 | FTTx IBD MUMB0259 Raheja Viveria | 3318971 | S&I 25MM FLEXI PVC CONDUIT W/SCAFFOLDING | 100 | 100M - Meter | 144 | 14400 | SUPPLY AND INSTALLATION OF 25MM DIA REINFORCED FLEXIBLE CONDUIT ON EXTERNAL WALL WITH THE HELP OF JHOOLA HOLDING INCLUDING MANPOWER, COUPLERS, BENDS, TEES,
1008 | WORK CHANGE ORDER | 630108053 | 0003 | 18.02.2021 | 1662725.02 | 31891028.10 | 33553753.12 | 0259 | FTTx IBD MUMB0259 Raheja Viveria | 3318972 | S&I 40MM FLEXI PVC CONDUIT W/SCAFFOLDING | 100 | 100M - Meter | 194 | 19400 | SUPPLY AND INSTALLATION OF 40MM DIA REINFORCED FLEXIBLE CONDUIT ON EXTERNAL WALL WITH THE HELP OF JHOOLA HOLDING INCLUDING MANPOWER, COUPLERS, BENDS, TEES,
1009 | WORK CHANGE ORDER | 630108053 | 0003 | 18.02.2021 | 1662725.02 | 31891028.10 | 33553753.12 | 0259 | FTTx IBD MUMB0259 Raheja Viveria | 3319687 | P&F PVC JUNCTION BOX 40MM,4-WAY | 150 | EA - each | 30 | 4500 | CHARGES FOR SUPPLYING AND FIXING OF PVC JUNCTION BOX 40MM,FOUR WAY IN REQUIRED POSITION ALONG THE LINE OF PVC CONDUIT#
1010 | WORK CHANGE ORDER | 630108053 | 0003 | 18.02.2021 | 1662725.02 | 31891028.10 | 33553753.12 | 0259 | FTTx IBD MUMB0259 Raheja Viveria | 3319688 | P&F PVC JUNCTION BOX 40MM,3-WAY | 150 | EA - each | 30 | 4500 | CHARGES FOR SUPPLYING AND FIXING OF PVC JUNCTION BOX 40MM,THREE WAY IN REQUIRED POSITION ALONG THE LINE OF PVC CONDUIT#
1011 | WORK CHANGE ORDER | 630108053 | 0003 | 18.02.2021 | 1662725.02 | 31891028.10 | 33553753.12 | 0259 | FTTx IBD MUMB0259 Raheja Viveria | 3192918 | CHRG:S/F:PVC JUNCTION BOX 25MM,4-WAY | 150 | 150EA - each | 19 | 2850 | CHARGES FOR SUPPLYING AND FIXING OF PVC JUNCTION BOX
1012 | WORK CHANGE ORDER | 630108053 | 0003 | 18.02.2021 | 1662725.02 | 31891028.10 | 33553753.12 | 0259 | FTTx IBD MUMB0259 Raheja Viveria | 3192917 | CHRG:S/F:PVC JUNCTION BOX 25MM,3-WAY | 150 | 150EA - each | 19 | 2850 | CHARGES FOR SUPPLYING AND FIXING OF PVC JUNCTION BOX
1013 | WORK CHANGE ORDER | 630108053 | 0003 | 18.02.2021 | 1662725.02 | 31891028.10 | 33553753.12 | 0259 | FTTx IBD MUMB0259 Raheja Viveria | 3259755 | INSTALLATION OF FDC | 15 | EA - each | 49 | 735 | Installation of Fibre Distribution Cabinet
1014 | WORK CHANGE ORDER | 630108053 | 0003 | 18.02.2021 | 1662725.02 | 31891028.10 | 33553753.12 | 0259 | FTTx IBD MUMB0259 Raheja Viveria | 3294022 | INSTALLATION OF FAT (WALL/POLE MOUNTED) | 50 | 50 EA - each | 49 | 2450 | INSTALLATION OF FIBRE ACCESS TERMINAL (WALL/POLE MOUNTED)#
1015 | WORK CHANGE ORDER | 630108053 | 0003 | 18.02.2021 | 1662725.02 | 31891028.10 | 33553753.12 | 0259 | FTTx IBD MUMB0259 Raheja Viveria | 3293902 | INSTALLATION LEVEL 1 ( S1 ) SPLITTER | 20 | EA - each | 49 | 980 | INSTALLATION OF FREE ISSUED SPLITTER AT SUGGESTED LOCATION INCLUDING ALL MANPOWER, TOOLS TACKLES, HARDWARES ETC. COMPLETE AS PER THE DRG AND DIRECTION OF
1016 | WORK CHANGE ORDER | 630108053 | 0003 | 18.02.2021 | 1662725.02 | 31891028.10 | 33553753.12 | 0259 | FTTx IBD MUMB0259 Raheja Viveria | 3293903 | INSTALLATION LEVEL 2 ( S2 ) SPLITTER | 160 | EA - each | 49 | 7840 | INSTALLATION OF FREE ISSUED SPLITTER AT SUGGESTED LOCATION INCLUDING ALL MANPOWER, TOOLS TACKLES, HARDWARES ETC. COMPLETE AS PER THE DRG AND DIRECTION OF
1017 | WORK CHANGE ORDER | 630108053 | 0003 | 18.02.2021 | 1662725.02 | 31891028.10 | 33553753.12 | 0259 | FTTx IBD MUMB0259 Raheja Viveria | 3252601 | SPLICING,JOINTING & TERMINATION-48F | 500 | 500.000 NOS - No. | 112 | 56000 | CHARGES FOR SPLICING,JOINTING & TERMINATION OF 48F FIBRE.
1018 | WORK CHANGE ORDER | 630108053 | 0003 | 18.02.2021 | 1662725.02 | 31891028.10 | 33553753.12 | 0259 | FTTx IBD MUMB0259 Raheja Viveria | 3252602 | SPLICING,JOINTING & TERMINATION-96F | 192 | 192.000 NOS - No. | 112 | 21504 | CHARGES FOR SPLICING,JOINTING & TERMINATION OF 96F FIBRE.
1019 | WORK CHANGE ORDER | 630108053 | 0003 | 18.02.2021 | 1662725.02 | 31891028.10 | 33553753.12 | 0259 | FTTx IBD MUMB0259 Raheja Viveria | 3300512 | SPLICING & TERM OFC,FIXED COST/DAY | 10 | EA - each | 2425 | 24250 | OFC SPLICING&TERMINATION-FIXED COST/DAY#JOB INVOLVES: 1) SPLICING & TERMINATION OF OFC CABLE AS DIRECTED BY EIC. 2) ALL TOOLS AND TACKLES, PPES, CONSUMABLES ARE IN
1020 | WORK CHANGE ORDER | 630108053 | 0003 | 18.02.2021 | 1662725.02 | 31891028.10 | 33553753.12 | 0259 | FTTx IBD MUMB0259 Raheja Viveria | 3098777 | A11102-SELF ADHESIVE LABELS | 400 | 400.000 | 10 | 4000 | 420
1021 | WORK CHANGE ORDER | 630108053 | 0003 | 18.02.2021 | 1662725.02 | 31891028.10 | 33553753.12 | 0259 | FTTx IBD MUMB0259 Raheja Viveria | 3295194 | PREPARATION OF AS BUILT DRAWINGS SBP | 15 | 15 EA - each | 194 | 2910 | AS-BUILT DRAWING FOR ALL WORKS PERFORMED AS PER SCOPE
1022 | WORK CHANGE ORDER | 630108053 | 0003 | 18.02.2021 | 1662725.02 | 31891028.10 | 33553753.12 | 0259 | FTTx IBD MUMB0259 Raheja Viveria | 3111341 | DISPOSAL OF WASTE MATERIALS DEBRIS ETC. | 15 | 15.000 NOS - No. | 679 | 10185 | Collection & disposal of various kinds of unwanted materials / debris
1023 | WORK CHANGE ORDER | 630108053 | 0003 | 18.02.2021 | 1662725.02 | 31891028.10 | 33553753.12 | 0259 | FTTx IBD MUMB0259 Raheja Viveria | 3295891 | MATERIAL STORAGE & SECONDARY TRNSPT | 15 | 15 EA - each | 485 | 7275 | STORAGE AND SECONDARY TRANSPORTATION OF FIM MATERIAL TO BUILDINGS, TO BE CALCULATED PER BUILDING#
1024 | WORK CHANGE ORDER | 630108053 | 0003 | 18.02.2021 | 1662725.02 | 31891028.10 | 33553753.12 | 0259 | FTTx IBD MUMB0259 Raheja Viveria | 3295897 | CHRG: PRE EXECUTION BUILDING SURVEY | 15 | 15 EA - each | 290 | 4350 | PRE EXECUTION BUILDING SURVEY:#THIS IS BUILDING SURVEY BEFORE DEPLOYMENT INSIDE BUILDING DEPLOYMENT/CONSTRUCTION INCLUDES LAYING OF CONDUITS AND OTHER ODN
1025 | WORK CHANGE ORDER | 630108053 | 0003 | 18.02.2021 | 1662725.02 | 31891028.10 | 33553753.12 | 0259 | FTTx IBD MUMB0259 Raheja Viveria | 3318382 | CHRG DRILLING OF HOLE 25MM IN BRICK WALL | 50 | 50 EA - each | 82 | 4100 | CHARGES FOR DRILLING HOLES OF DIAMETER 25MM IN BRICK WALL WITH PROPER DRILL MACHINE AND REINSTATEMENT AFTER CONDUITING TO ENSURE WATER PROOFING OF HOLE.#
1026 | WORK CHANGE ORDER | 630108053 | 0003 | 18.02.2021 | 1662725.02 | 31891028.10 | 33553753.12 | 0259 | FTTx IBD MUMB0259 Raheja Viveria | 3318381 | CHRG DRILLING OF HOLE 40MM IN BRICK WALL | 50 | 50 EA - each | 131 | 6550 | CHARGES FOR DRILLING HOLES OF DIAMETER 40MM IN BRICK WALL WITH PROPER DRILL MACHINE AND REINSTATEMENT AFTER CONDUITING TO ENSURE WATER PROOFING OF HOLE.#
1027 | WORK CHANGE ORDER | 630108053 | 0003 | 18.02.2021 | 1662725.02 | 31891028.10 | 33553753.12 | 0259 | FTTx IBD MUMB0259 Raheja Viveria | 3318200 | CHRG DRILLING OF HOLE 25MM DIA IN RCC | 50 | 50 EA - each | 131 | 6550 | CHARGES FOR DRILLING HOLES OF DIAMETER 25MM IN RCC WITH PROPER DRILL MACHINE AND REINSTATEMENT AFTER CONDUITING TO ENSURE WATER PROOFING OF HOLE.#
1028 | WORK CHANGE ORDER | 630108053 | 0003 | 18.02.2021 | 1662725.02 | 31891028.10 | 33553753.12 | 0259 | FTTx IBD MUMB0259 Raheja Viveria | 3297469 | CHRG:DRILLING OF HOLE 40MM DIA IN RCC | 50 | 50 EA - each | 165 | 8250 | CHARGES FOR DRILLING HOLES OF DIAMETER ~40MM IN RCC WITH PROPER DRILL MACHINE AND REINSTATEMENT AFTER CONDUITING TO ENSURE WATER PROOFING OF HOLE.
1029 | WORK CHANGE ORDER | 630108053 | 0003 | 18.02.2021 | 1662725.02 | 31891028.10 | 33553753.12 | 0259 | FTTx IBD MUMB0259 Raheja Viveria | 3319692 | S&I SIMPLEX PLUG,F/40MM HDPE DUCT | 60 | EA - each | 49 | 2940 | CHARGES FOR SUPPLYING AND FIXING OF SIMPLEX PLUG FOR 40 MM HDPE DUCT#
1030 | WORK CHANGE ORDER | 630108053 | 0003 | 18.02.2021 | 1662725.02 | 31891028.10 | 33553753.12 | 0336 | FTTx IBD MUMB0336 Sri Ram Mill | 3293883 | CHRG;SHALLOW TRENCH 40 OR 48MM 7WAY DUCT | 50 | 50 M - Meter | 160 | 8000 | EXCAVATION OF SHALLOW TRENCHES MANUALLY/CHIPPING/SLITTING UPTO A DEPTH OF 300 MM, WIDE UP TO 100 MM IN ASPHALT / CONCRETE / TILED SURFACE, LAYING 1 X 40 MM / 1 X 7
1031 | WORK CHANGE ORDER | 630108053 | 0003 | 18.02.2021 | 1662725.02 | 31891028.10 | 33553753.12 | 0336 | FTTx IBD MUMB0336 Sri Ram Mill | 3314515 | CHRG:SHALLOW TREN 40MM DUCT W/2 NOS | 50 | 50 M - Meter | 160 | 8000 | EXCAVATION OF SHALLOW TRENCHES MANUALLY/CHIPPING/SLITTING IN ASPHALT / CONCRETE / TILED SURFACE, LAYING 2 NOS 40 MM DUCT AND FILLING THE COMPLETE DEPTH, INCLUDING
1032 | WORK CHANGE ORDER | 630108053 | 0003 | 18.02.2021 | 1662725.02 | 31891028.10 | 33553753.12 | 0336 | FTTx IBD MUMB0336 Sri Ram Mill | 3293878 | CHRG;CLAMPING-1X40MM/1X7WAY MICRO DUCT | 100 | 100M - Meter | 49 | 4900 | CLAMPING OF THE DUCTS 1 X 40 MM / 1 X 7 WAY MICRO DUCT ( 48 MM OD ) ALONG THE WALL WITH THE HELP OF CLAMPING AT EVERY 1 M C/C#
1033 | WORK CHANGE ORDER | 630108053 | 0003 | 18.02.2021 | 1662725.02 | 31891028.10 | 33553753.12 | 0336 | FTTx IBD MUMB0336 Sri Ram Mill | 3292713 | CHRGS FOR TRANS&INST OF ADSS CABLE-96F | 500 | 500M - Meter | 40 | 20000 | CHARGES FOR TRANSPORTATION & INSTALLATION OF ADSS CABLE- EIC - 96F#
1034 | WORK CHANGE ORDER | 630108053 | 0003 | 18.02.2021 | 1662725.02 | 31891028.10 | 33553753.12 | 0336 | FTTx IBD MUMB0336 Sri Ram Mill | 3294064 | INSTALLATION 48 F ADSS / FIG 8 CABLE | 1000 | 1,000 | 34 | 34000 | INSTALLATION OF THE AERIAL CABLE (48 F ADSS / FIG 8 ) ALONG WITH THE ACCESSORIES. RATE INCLUDES SURVEY COST AND LOCAL LIASIONING CHARGES.
1035 | WORK CHANGE ORDER | 630108053 | 0003 | 18.02.2021 | 1662725.02 | 31891028.10 | 33553753.12 | 0336 | FTTx IBD MUMB0336 Sri Ram Mill | 3294065 | INSTALLATION12F ADSS / FIG 8 CABLE | 1500 | 1,500 | 24 | 36000 | INSTALLATION OF THE AERIAL CABLE (12 F ADSS / FIG 8 ) ALONG WITH THE ACCESSORIES. RATE INCLUDES SURVEY COST AND LOCAL LIASIONING CHARGES.
1036 | WORK CHANGE ORDER | 630108053 | 0003 | 18.02.2021 | 1662725.02 | 31891028.10 | 33553753.12 | 0336 | FTTx IBD MUMB0336 Sri Ram Mill | 3294710 | INSTALLATION 6F ADSS / FIG 8 CABLE | 500 | M - Meter | 19 | 9500 | INSTALLATION OF THE AERIAL CABLE (6 F ADSS / FIG 8 ) ALONG WITH THE ACCESSORIES. RATE INCLUDES SURVEY COST AND LOCAL LIASIONING CHARGES. #
1037 | WORK CHANGE ORDER | 630108053 | 0003 | 18.02.2021 | 1662725.02 | 31891028.10 | 33553753.12 | 0336 | FTTx IBD MUMB0336 Sri Ram Mill | 3252599 | BLOWING OF 96F | 500 | M - Meter | 15 | 7500 | CHARGES FOR BLOWING OF 96F FIBRE.
1038 | WORK CHANGE ORDER | 630108053 | 0003 | 18.02.2021 | 1662725.02 | 31891028.10 | 33553753.12 | 0336 | FTTx IBD MUMB0336 Sri Ram Mill | 3294262 | BLOWING / PULLING-48 F | 700 | M - Meter | 10 | 7000 | PULLING/BLOWING OF OFC- 48 F INCLUDING ALL MATERIALS, LABOUR, TOOLS, TACKLES, ETC.. #
1039 | WORK CHANGE ORDER | 630108053 | 0003 | 18.02.2021 | 1662725.02 | 31891028.10 | 33553753.12 | 0336 | FTTx IBD MUMB0336 Sri Ram Mill | 3294264 | BLOWING / PULLING-12 F | 2000 | 2,000 | 7 | 14000 | PULLING/BLOWING OF OFC-12F INCLUDING ALL MATERIALS, LABOUR, TOOLS, TACKLES, ETC.. #
1040 | WORK CHANGE ORDER | 630108053 | 0003 | 18.02.2021 | 1662725.02 | 31891028.10 | 33553753.12 | 0336 | FTTx IBD MUMB0336 Sri Ram Mill | 3294265 | BLOWING / PULLING-6 F | 1000 | 1,000 | 5 | 5000 | PULLING/BLOWING OF OFC-6F INCLUDING ALL MATERIALS, LABOUR, TOOLS, TACKLES, ETC.. #
1041 | WORK CHANGE ORDER | 630108053 | 0003 | 18.02.2021 | 1662725.02 | 31891028.10 | 33553753.12 | 0336 | FTTx IBD MUMB0336 Sri Ram Mill | 3291570 | INSTLTN OF ACCESS CHAMBER 750X400X500 MM | 2 | 2 EA - each | 2328 | 4656 | INSTALLATION OF ACCESS CHAMBERS - SIZE - 750X400X500 MM DEEP.#INCLUDING COVER & LIFTING OF ACCESS CHAMBER-UPTO 50KMS INCLUDING HANDLING ,#EXCAVATION &
1042 | WORK CHANGE ORDER | 630108053 | 0003 | 18.02.2021 | 1662725.02 | 31891028.10 | 33553753.12 | 0336 | FTTx IBD MUMB0336 Sri Ram Mill | 3314518 | INST OF PULLING CHAMBER 400X400X500MM | 10 | 10 EA - each | 970 | 9700 | INSTALLATION OF PULLING CHAMBERS - SIZE - 400X400X500 MM DEEP ; INCLUDING COVER .#EXCAVATION & BACKFILLING OF PITS ETC AS PER DRAWINGS , SPECIFICATIONS#AND AS
1043 | WORK CHANGE ORDER | 630108053 | 0003 | 18.02.2021 | 1662725.02 | 31891028.10 | 33553753.12 | 0336 | FTTx IBD MUMB0336 Sri Ram Mill | 3294239 | CHRG;REINST,TRENCH,PCC-1:2:4,GRAVEL 20MM | 1 | 1 M3 - Cubic meter | 5335 | 5335 | CHARGES FOR REINSTATEMENT OF THE TRENCHES / PITS INCLUDING ALL MATERIALS , LABOUR, TOOLS TACKES ETC..BY PCC -1:2:4 GRAVEL SIZE - 20 MM & CURING FOR 7 DAYS. THIS ITEM
1044 | WORK CHANGE ORDER | 630108053 | 0003 | 18.02.2021 | 1662725.02 | 31891028.10 | 33553753.12 | 0336 | FTTx IBD MUMB0336 Sri Ram Mill | 3291785 | RSTRTN EXCVTD SURFACE- W/COLD BITUMEN | 10 | 10 M - Meter | 1000 | 10000 | CHARGES FOR RESTORATION OF THE EXCAVATED SURFACES USING THE COLD BITUMEN INCLUDING PROPER COMPACTION ETC. ALL COMPLETE INCLUDING ALL MATERIALS TOOLS TACKLES
1045 | WORK CHANGE ORDER | 630108053 | 0003 | 18.02.2021 | 1662725.02 | 31891028.10 | 33553753.12 | 0336 | FTTx IBD MUMB0336 Sri Ram Mill | 3291786 | RSTRTN EXCVTD SURFACES-W/ HOT BITUMEN | 10 | 10 M - Meter | 383 | 3830 | CHARGES FOR RESTORATION OF THE EXCAVATED SURFACES USING THE HOT BITUMEN INCLUDING PROPER COMPACTION ETC. ALL COMPLETE INCLUDING ALL MATERIALS TOOLS TACKLES
1046 | WORK CHANGE ORDER | 630108053 | 0003 | 18.02.2021 | 1662725.02 | 31891028.10 | 33553753.12 | 0336 | FTTx IBD MUMB0336 Sri Ram Mill | 3290664 | CHRG F/RESTORATN OF SURF ;W/EXT TILES | 30 | 30 M - Meter | 286 | 8580 | CHARGES FOR RESTORATION OF THE EXCAVATED SURFACES USING THE EXISTING TILES OVER 100 MM THICK CONCRETE BEDDING. THE COST TO INCLUDE THE COST OF THE TILES,
1047 | WORK CHANGE ORDER | 630108053 | 0003 | 18.02.2021 | 1662725.02 | 31891028.10 | 33553753.12 | 0336 | FTTx IBD MUMB0336 Sri Ram Mill | 3291784 | RSTRTN EXCVTD SURFACE-W/ PAVER BLOCK | 30 | 30 M - Meter | 631 | 18930 | CHARGES FOR RESTORATION OF THE EXCAVATED SURFACE USING NEW INTER LOCKING PAVER BLOCK OVER 100 MM THICK CONCRETE BEDDING. THE COST TO INCLUDE THE COST OF THE
1048 | WORK CHANGE ORDER | 630108053 | 0003 | 18.02.2021 | 1662725.02 | 31891028.10 | 33553753.12 | 0336 | FTTx IBD MUMB0336 Sri Ram Mill | 3291783 | RESTORATION OF EXCV SURFACE-W/KOTA STONE | 10 | 10 M - Meter | 550 | 5500 | CHARGES FOR RESTORATION OF THE EXCAVATED SURFACE USING NEW KOTA STONE OVER 100 MM THICK CONCRETE BEDDING. THE COST TO INCLUDE THE COST OF THE KOTA STONE ,
1049 | WORK CHANGE ORDER | 630108053 | 0003 | 18.02.2021 | 1662725.02 | 31891028.10 | 33553753.12 | 0336 | FTTx IBD MUMB0336 Sri Ram Mill | 3290665 | CHRG F/RESTORATN OF SURF ;W/CHEQUED TILE | 30 | 30 M - Meter | 419 | 12570 | CHARGES FOR RESTORATION OF THE EXCAVATED SURFACE USING NEW INTER CHEQUERED TILE OVER 100 MM THICK CONCRETE BEDDING. THE COST TO INCLUDE THE COST OF THE KOTA
1050 | WORK CHANGE ORDER | 630108053 | 0003 | 18.02.2021 | 1662725.02 | 31891028.10 | 33553753.12 | 0336 | FTTx IBD MUMB0336 Sri Ram Mill | 3171149 | S/FIXING PVC CONDUIT 25 MM | 1000 | 1,000 | 60 | 60000 | S/FIXING PVC CONDUIT 25MM
1051 | WORK CHANGE ORDER | 630108053 | 0003 | 18.02.2021 | 1662725.02 | 31891028.10 | 33553753.12 | 0336 | FTTx IBD MUMB0336 Sri Ram Mill | 3171151 | S/FIXING PVC CONDUIT 40 MM | 600 | M - Meter | 111 | 66600 | S/FIXING PVC CONDUIT 40 MM
1052 | WORK CHANGE ORDER | 630108053 | 0003 | 18.02.2021 | 1662725.02 | 31891028.10 | 33553753.12 | 0336 | FTTx IBD MUMB0336 Sri Ram Mill | 3318608 | S&I 25MM PVC CONDUIT USING SCAFFOLDING | 100 | 100M - Meter | 133 | 13300 | SUPPLY AND INSTALLATION OF 25MM OUTER DIA CONDUIT ON EXTERNAL WALL WITH THE HELP OF JHOOLA HOLDING INCLUDING MANPOWER, COUPLERS, BENDS, TEES, SADDLES, CLAMPS,
1053 | WORK CHANGE ORDER | 630108053 | 0003 | 18.02.2021 | 1662725.02 | 31891028.10 | 33553753.12 | 0336 | FTTx IBD MUMB0336 Sri Ram Mill | 3318609 | S&I 40MM PVC CONDUIT USING SCAFFOLDING | 100 | 100M - Meter | 188 | 18800 | SUPPLY AND INSTALLATION OF 40MM OUTER DIA CONDUIT ON EXTERNAL WALL WITH THE HELP OF JHOOLA HOLDING INCLUDING MANPOWER, COUPLERS, BENDS, TEES, SADDLES, CLAMPS,
1054 | WORK CHANGE ORDER | 630108053 | 0003 | 18.02.2021 | 1662725.02 | 31891028.10 | 33553753.12 | 0336 | FTTx IBD MUMB0336 Sri Ram Mill | 3206508 | SUP&LAY FLEX PVC CONDUIT DIA 25MM | 200 | M - Meter | 71 | 14200 | Supplying and laying of following sizes of flexible PVC conduit along with conduit accessories complete as required.
1055 | WORK CHANGE ORDER | 630108053 | 0003 | 18.02.2021 | 1662725.02 | 31891028.10 | 33553753.12 | 0336 | FTTx IBD MUMB0336 Sri Ram Mill | 3206510 | SUP&LAY FLEX PVC CONDUIT DIA 40MM | 150 | M - Meter | 116 | 17400 | Supplying and laying of following sizes of flexible PVC conduit along with conduit
1056 | WORK CHANGE ORDER | 630108053 | 0003 | 18.02.2021 | 1662725.02 | 31891028.10 | 33553753.12 | 0336 | FTTx IBD MUMB0336 Sri Ram Mill | 3318971 | S&I 25MM FLEXI PVC CONDUIT W/SCAFFOLDING | 100 | 100M - Meter | 144 | 14400 | SUPPLY AND INSTALLATION OF 25MM DIA REINFORCED FLEXIBLE CONDUIT ON EXTERNAL WALL WITH THE HELP OF JHOOLA HOLDING INCLUDING MANPOWER, COUPLERS, BENDS, TEES,
1057 | WORK CHANGE ORDER | 630108053 | 0003 | 18.02.2021 | 1662725.02 | 31891028.10 | 33553753.12 | 0336 | FTTx IBD MUMB0336 Sri Ram Mill | 3318972 | S&I 40MM FLEXI PVC CONDUIT W/SCAFFOLDING | 100 | 100M - Meter | 194 | 19400 | SUPPLY AND INSTALLATION OF 40MM DIA REINFORCED FLEXIBLE CONDUIT ON EXTERNAL WALL WITH THE HELP OF JHOOLA HOLDING INCLUDING MANPOWER, COUPLERS, BENDS, TEES,
1058 | WORK CHANGE ORDER | 630108053 | 0003 | 18.02.2021 | 1662725.02 | 31891028.10 | 33553753.12 | 0336 | FTTx IBD MUMB0336 Sri Ram Mill | 3319687 | P&F PVC JUNCTION BOX 40MM,4-WAY | 150 | EA - each | 30 | 4500 | CHARGES FOR SUPPLYING AND FIXING OF PVC JUNCTION BOX 40MM,FOUR WAY IN REQUIRED POSITION ALONG THE LINE OF PVC CONDUIT#
1059 | WORK CHANGE ORDER | 630108053 | 0003 | 18.02.2021 | 1662725.02 | 31891028.10 | 33553753.12 | 0336 | FTTx IBD MUMB0336 Sri Ram Mill | 3319688 | P&F PVC JUNCTION BOX 40MM,3-WAY | 150 | EA - each | 30 | 4500 | CHARGES FOR SUPPLYING AND FIXING OF PVC JUNCTION BOX 40MM,THREE WAY IN REQUIRED POSITION ALONG THE LINE OF PVC CONDUIT#
1060 | WORK CHANGE ORDER | 630108053 | 0003 | 18.02.2021 | 1662725.02 | 31891028.10 | 33553753.12 | 0336 | FTTx IBD MUMB0336 Sri Ram Mill | 3192918 | CHRG:S/F:PVC JUNCTION BOX 25MM,4-WAY | 150 | 150EA - each | 19 | 2850 | CHARGES FOR SUPPLYING AND FIXING OF PVC JUNCTION BOX
1061 | WORK CHANGE ORDER | 630108053 | 0003 | 18.02.2021 | 1662725.02 | 31891028.10 | 33553753.12 | 0336 | FTTx IBD MUMB0336 Sri Ram Mill | 3192917 | CHRG:S/F:PVC JUNCTION BOX 25MM,3-WAY | 150 | 150EA - each | 19 | 2850 | CHARGES FOR SUPPLYING AND FIXING OF PVC JUNCTION BOX
1062 | WORK CHANGE ORDER | 630108053 | 0003 | 18.02.2021 | 1662725.02 | 31891028.10 | 33553753.12 | 0336 | FTTx IBD MUMB0336 Sri Ram Mill | 3259755 | INSTALLATION OF FDC | 15 | EA - each | 49 | 735 | Installation of Fibre Distribution Cabinet
1063 | WORK CHANGE ORDER | 630108053 | 0003 | 18.02.2021 | 1662725.02 | 31891028.10 | 33553753.12 | 0336 | FTTx IBD MUMB0336 Sri Ram Mill | 3294022 | INSTALLATION OF FAT (WALL/POLE MOUNTED) | 50 | 50 EA - each | 49 | 2450 | INSTALLATION OF FIBRE ACCESS TERMINAL (WALL/POLE MOUNTED)#
1064 | WORK CHANGE ORDER | 630108053 | 0003 | 18.02.2021 | 1662725.02 | 31891028.10 | 33553753.12 | 0336 | FTTx IBD MUMB0336 Sri Ram Mill | 3293902 | INSTALLATION LEVEL 1 ( S1 ) SPLITTER | 20 | EA - each | 49 | 980 | INSTALLATION OF FREE ISSUED SPLITTER AT SUGGESTED LOCATION INCLUDING ALL MANPOWER, TOOLS TACKLES, HARDWARES ETC. COMPLETE AS PER THE DRG AND DIRECTION OF
1065 | WORK CHANGE ORDER | 630108053 | 0003 | 18.02.2021 | 1662725.02 | 31891028.10 | 33553753.12 | 0336 | FTTx IBD MUMB0336 Sri Ram Mill | 3293903 | INSTALLATION LEVEL 2 ( S2 ) SPLITTER | 160 | EA - each | 49 | 7840 | INSTALLATION OF FREE ISSUED SPLITTER AT SUGGESTED LOCATION INCLUDING ALL MANPOWER, TOOLS TACKLES, HARDWARES ETC. COMPLETE AS PER THE DRG AND DIRECTION OF
1066 | WORK CHANGE ORDER | 630108053 | 0003 | 18.02.2021 | 1662725.02 | 31891028.10 | 33553753.12 | 0336 | FTTx IBD MUMB0336 Sri Ram Mill | 3252601 | SPLICING,JOINTING & TERMINATION-48F | 500 | 500.000 NOS - No. | 112 | 56000 | CHARGES FOR SPLICING,JOINTING & TERMINATION OF 48F FIBRE.
1067 | WORK CHANGE ORDER | 630108053 | 0003 | 18.02.2021 | 1662725.02 | 31891028.10 | 33553753.12 | 0336 | FTTx IBD MUMB0336 Sri Ram Mill | 3252602 | SPLICING,JOINTING & TERMINATION-96F | 192 | 192.000 NOS - No. | 112 | 21504 | CHARGES FOR SPLICING,JOINTING & TERMINATION OF 96F FIBRE.
1068 | WORK CHANGE ORDER | 630108053 | 0003 | 18.02.2021 | 1662725.02 | 31891028.10 | 33553753.12 | 0336 | FTTx IBD MUMB0336 Sri Ram Mill | 3300512 | SPLICING & TERM OFC,FIXED COST/DAY | 10 | EA - each | 2425 | 24250 | OFC SPLICING&TERMINATION-FIXED COST/DAY#JOB INVOLVES: 1) SPLICING & TERMINATION OF OFC CABLE AS DIRECTED BY EIC. 2) ALL TOOLS AND TACKLES, PPES, CONSUMABLES ARE IN
1069 | WORK CHANGE ORDER | 630108053 | 0003 | 18.02.2021 | 1662725.02 | 31891028.10 | 33553753.12 | 0336 | FTTx IBD MUMB0336 Sri Ram Mill | 3098777 | A11102-SELF ADHESIVE LABELS | 400 | 400.000 | 10 | 4000 | 420
1070 | WORK CHANGE ORDER | 630108053 | 0003 | 18.02.2021 | 1662725.02 | 31891028.10 | 33553753.12 | 0336 | FTTx IBD MUMB0336 Sri Ram Mill | 3295194 | PREPARATION OF AS BUILT DRAWINGS SBP | 15 | 15 EA - each | 194 | 2910 | AS-BUILT DRAWING FOR ALL WORKS PERFORMED AS PER SCOPE
1071 | WORK CHANGE ORDER | 630108053 | 0003 | 18.02.2021 | 1662725.02 | 31891028.10 | 33553753.12 | 0336 | FTTx IBD MUMB0336 Sri Ram Mill | 3111341 | DISPOSAL OF WASTE MATERIALS DEBRIS ETC. | 15 | 15.000 NOS - No. | 679 | 10185 | Collection & disposal of various kinds of unwanted materials / debris
1072 | WORK CHANGE ORDER | 630108053 | 0003 | 18.02.2021 | 1662725.02 | 31891028.10 | 33553753.12 | 0336 | FTTx IBD MUMB0336 Sri Ram Mill | 3295891 | MATERIAL STORAGE & SECONDARY TRNSPT | 15 | 15 EA - each | 485 | 7275 | STORAGE AND SECONDARY TRANSPORTATION OF FIM MATERIAL TO BUILDINGS, TO BE CALCULATED PER BUILDING#
1073 | WORK CHANGE ORDER | 630108053 | 0003 | 18.02.2021 | 1662725.02 | 31891028.10 | 33553753.12 | 0336 | FTTx IBD MUMB0336 Sri Ram Mill | 3295897 | CHRG: PRE EXECUTION BUILDING SURVEY | 15 | 15 EA - each | 290 | 4350 | PRE EXECUTION BUILDING SURVEY:#THIS IS BUILDING SURVEY BEFORE DEPLOYMENT INSIDE BUILDING DEPLOYMENT/CONSTRUCTION INCLUDES LAYING OF CONDUITS AND OTHER ODN
1074 | WORK CHANGE ORDER | 630108053 | 0003 | 18.02.2021 | 1662725.02 | 31891028.10 | 33553753.12 | 0336 | FTTx IBD MUMB0336 Sri Ram Mill | 3318382 | CHRG DRILLING OF HOLE 25MM IN BRICK WALL | 50 | 50 EA - each | 82 | 4100 | CHARGES FOR DRILLING HOLES OF DIAMETER 25MM IN BRICK WALL WITH PROPER DRILL MACHINE AND REINSTATEMENT AFTER CONDUITING TO ENSURE WATER PROOFING OF HOLE.#
1075 | WORK CHANGE ORDER | 630108053 | 0003 | 18.02.2021 | 1662725.02 | 31891028.10 | 33553753.12 | 0336 | FTTx IBD MUMB0336 Sri Ram Mill | 3318381 | CHRG DRILLING OF HOLE 40MM IN BRICK WALL | 50 | 50 EA - each | 131 | 6550 | CHARGES FOR DRILLING HOLES OF DIAMETER 40MM IN BRICK WALL WITH PROPER DRILL MACHINE AND REINSTATEMENT AFTER CONDUITING TO ENSURE WATER PROOFING OF HOLE.#
1076 | WORK CHANGE ORDER | 630108053 | 0003 | 18.02.2021 | 1662725.02 | 31891028.10 | 33553753.12 | 0336 | FTTx IBD MUMB0336 Sri Ram Mill | 3318200 | CHRG DRILLING OF HOLE 25MM DIA IN RCC | 50 | 50 EA - each | 131 | 6550 | CHARGES FOR DRILLING HOLES OF DIAMETER 25MM IN RCC WITH PROPER DRILL MACHINE AND REINSTATEMENT AFTER CONDUITING TO ENSURE WATER PROOFING OF HOLE.#
1077 | WORK CHANGE ORDER | 630108053 | 0003 | 18.02.2021 | 1662725.02 | 31891028.10 | 33553753.12 | 0336 | FTTx IBD MUMB0336 Sri Ram Mill | 3297469 | CHRG:DRILLING OF HOLE 40MM DIA IN RCC | 50 | 50 EA - each | 165 | 8250 | CHARGES FOR DRILLING HOLES OF DIAMETER ~40MM IN RCC WITH PROPER DRILL MACHINE AND REINSTATEMENT AFTER CONDUITING TO ENSURE WATER PROOFING OF HOLE.
1078 | WORK CHANGE ORDER | 630108053 | 0003 | 18.02.2021 | 1662725.02 | 31891028.10 | 33553753.12 | 0336 | FTTx IBD MUMB0336 Sri Ram Mill | 3319692 | S&I SIMPLEX PLUG,F/40MM HDPE DUCT | 60 | EA - each | 49 | 2940 | CHARGES FOR SUPPLYING AND FIXING OF SIMPLEX PLUG FOR 40 MM HDPE DUCT#
1079 | WORK CHANGE ORDER | 630108053 | 0003 | 18.02.2021 | 1662725.02 | 31891028.10 | 33553753.12 | 0103 | FTTx IBD MUMB0103 Jolly Bhawan | 3293883 | CHRG;SHALLOW TRENCH 40 OR 48MM 7WAY DUCT | 50 | 50 M - Meter | 160 | 8000 | EXCAVATION OF SHALLOW TRENCHES MANUALLY/CHIPPING/SLITTING UPTO A DEPTH OF 300 MM, WIDE UP TO 100 MM IN ASPHALT / CONCRETE / TILED SURFACE, LAYING 1 X 40 MM / 1 X 7
1080 | WORK CHANGE ORDER | 630108053 | 0003 | 18.02.2021 | 1662725.02 | 31891028.10 | 33553753.12 | 0103 | FTTx IBD MUMB0103 Jolly Bhawan | 3314515 | CHRG:SHALLOW TREN 40MM DUCT W/2 NOS | 50 | 50 M - Meter | 160 | 8000 | EXCAVATION OF SHALLOW TRENCHES MANUALLY/CHIPPING/SLITTING IN ASPHALT / CONCRETE / TILED SURFACE, LAYING 2 NOS 40 MM DUCT AND FILLING THE COMPLETE DEPTH, INCLUDING
1081 | WORK CHANGE ORDER | 630108053 | 0003 | 18.02.2021 | 1662725.02 | 31891028.10 | 33553753.12 | 0103 | FTTx IBD MUMB0103 Jolly Bhawan | 3293878 | CHRG;CLAMPING-1X40MM/1X7WAY MICRO DUCT | 100 | 100M - Meter | 49 | 4900 | CLAMPING OF THE DUCTS 1 X 40 MM / 1 X 7 WAY MICRO DUCT ( 48 MM OD ) ALONG THE WALL WITH THE HELP OF CLAMPING AT EVERY 1 M C/C#
1082 | WORK CHANGE ORDER | 630108053 | 0003 | 18.02.2021 | 1662725.02 | 31891028.10 | 33553753.12 | 0103 | FTTx IBD MUMB0103 Jolly Bhawan | 3292713 | CHRGS FOR TRANS&INST OF ADSS CABLE-96F | 500 | 500M - Meter | 40 | 20000 | CHARGES FOR TRANSPORTATION & INSTALLATION OF ADSS CABLE- EIC - 96F#
1083 | WORK CHANGE ORDER | 630108053 | 0003 | 18.02.2021 | 1662725.02 | 31891028.10 | 33553753.12 | 0103 | FTTx IBD MUMB0103 Jolly Bhawan | 3294064 | INSTALLATION 48 F ADSS / FIG 8 CABLE | 1000 | 1,000 | 34 | 34000 | INSTALLATION OF THE AERIAL CABLE (48 F ADSS / FIG 8 ) ALONG WITH THE ACCESSORIES. RATE INCLUDES SURVEY COST AND LOCAL LIASIONING CHARGES.
1084 | WORK CHANGE ORDER | 630108053 | 0003 | 18.02.2021 | 1662725.02 | 31891028.10 | 33553753.12 | 0103 | FTTx IBD MUMB0103 Jolly Bhawan | 3294065 | INSTALLATION12F ADSS / FIG 8 CABLE | 1500 | 1,500 | 24 | 36000 | INSTALLATION OF THE AERIAL CABLE (12 F ADSS / FIG 8 ) ALONG WITH THE ACCESSORIES. RATE INCLUDES SURVEY COST AND LOCAL LIASIONING CHARGES.
1085 | WORK CHANGE ORDER | 630108053 | 0003 | 18.02.2021 | 1662725.02 | 31891028.10 | 33553753.12 | 0103 | FTTx IBD MUMB0103 Jolly Bhawan | 3294710 | INSTALLATION 6F ADSS / FIG 8 CABLE | 500 | M - Meter | 19 | 9500 | INSTALLATION OF THE AERIAL CABLE (6 F ADSS / FIG 8 ) ALONG WITH THE ACCESSORIES. RATE INCLUDES SURVEY COST AND LOCAL LIASIONING CHARGES. #
1086 | WORK CHANGE ORDER | 630108053 | 0003 | 18.02.2021 | 1662725.02 | 31891028.10 | 33553753.12 | 0103 | FTTx IBD MUMB0103 Jolly Bhawan | 3252599 | BLOWING OF 96F | 500 | M - Meter | 15 | 7500 | CHARGES FOR BLOWING OF 96F FIBRE.
1087 | WORK CHANGE ORDER | 630108053 | 0003 | 18.02.2021 | 1662725.02 | 31891028.10 | 33553753.12 | 0103 | FTTx IBD MUMB0103 Jolly Bhawan | 3294262 | BLOWING / PULLING-48 F | 700 | M - Meter | 10 | 7000 | PULLING/BLOWING OF OFC- 48 F INCLUDING ALL MATERIALS, LABOUR, TOOLS, TACKLES, ETC.. #
1088 | WORK CHANGE ORDER | 630108053 | 0003 | 18.02.2021 | 1662725.02 | 31891028.10 | 33553753.12 | 0103 | FTTx IBD MUMB0103 Jolly Bhawan | 3294264 | BLOWING / PULLING-12 F | 2000 | 2,000 | 7 | 14000 | PULLING/BLOWING OF OFC-12F INCLUDING ALL MATERIALS, LABOUR, TOOLS, TACKLES, ETC.. #
1089 | WORK CHANGE ORDER | 630108053 | 0003 | 18.02.2021 | 1662725.02 | 31891028.10 | 33553753.12 | 0103 | FTTx IBD MUMB0103 Jolly Bhawan | 3294265 | BLOWING / PULLING-6 F | 1000 | 1,000 | 5 | 5000 | PULLING/BLOWING OF OFC-6F INCLUDING ALL MATERIALS, LABOUR, TOOLS, TACKLES, ETC.. #
1090 | WORK CHANGE ORDER | 630108053 | 0003 | 18.02.2021 | 1662725.02 | 31891028.10 | 33553753.12 | 0103 | FTTx IBD MUMB0103 Jolly Bhawan | 3291570 | INSTLTN OF ACCESS CHAMBER 750X400X500 MM | 2 | 2 EA - each | 2328 | 4656 | INSTALLATION OF ACCESS CHAMBERS - SIZE - 750X400X500 MM DEEP.#INCLUDING COVER & LIFTING OF ACCESS CHAMBER-UPTO 50KMS INCLUDING HANDLING ,#EXCAVATION &
1091 | WORK CHANGE ORDER | 630108053 | 0003 | 18.02.2021 | 1662725.02 | 31891028.10 | 33553753.12 | 0103 | FTTx IBD MUMB0103 Jolly Bhawan | 3314518 | INST OF PULLING CHAMBER 400X400X500MM | 10 | 10 EA - each | 970 | 9700 | INSTALLATION OF PULLING CHAMBERS - SIZE - 400X400X500 MM DEEP ; INCLUDING COVER .#EXCAVATION & BACKFILLING OF PITS ETC AS PER DRAWINGS , SPECIFICATIONS#AND AS
1092 | WORK CHANGE ORDER | 630108053 | 0003 | 18.02.2021 | 1662725.02 | 31891028.10 | 33553753.12 | 0103 | FTTx IBD MUMB0103 Jolly Bhawan | 3294239 | CHRG;REINST,TRENCH,PCC-1:2:4,GRAVEL 20MM | 1 | 1 M3 - Cubic meter | 5335 | 5335 | CHARGES FOR REINSTATEMENT OF THE TRENCHES / PITS INCLUDING ALL MATERIALS , LABOUR, TOOLS TACKES ETC..BY PCC -1:2:4 GRAVEL SIZE - 20 MM & CURING FOR 7 DAYS. THIS ITEM
1093 | WORK CHANGE ORDER | 630108053 | 0003 | 18.02.2021 | 1662725.02 | 31891028.10 | 33553753.12 | 0103 | FTTx IBD MUMB0103 Jolly Bhawan | 3291785 | RSTRTN EXCVTD SURFACE- W/COLD BITUMEN | 10 | 10 M - Meter | 1000 | 10000 | CHARGES FOR RESTORATION OF THE EXCAVATED SURFACES USING THE COLD BITUMEN INCLUDING PROPER COMPACTION ETC. ALL COMPLETE INCLUDING ALL MATERIALS TOOLS TACKLES
1094 | WORK CHANGE ORDER | 630108053 | 0003 | 18.02.2021 | 1662725.02 | 31891028.10 | 33553753.12 | 0103 | FTTx IBD MUMB0103 Jolly Bhawan | 3291786 | RSTRTN EXCVTD SURFACES-W/ HOT BITUMEN | 10 | 10 M - Meter | 383 | 3830 | CHARGES FOR RESTORATION OF THE EXCAVATED SURFACES USING THE HOT BITUMEN INCLUDING PROPER COMPACTION ETC. ALL COMPLETE INCLUDING ALL MATERIALS TOOLS TACKLES
1095 | WORK CHANGE ORDER | 630108053 | 0003 | 18.02.2021 | 1662725.02 | 31891028.10 | 33553753.12 | 0103 | FTTx IBD MUMB0103 Jolly Bhawan | 3290664 | CHRG F/RESTORATN OF SURF ;W/EXT TILES | 30 | 30 M - Meter | 286 | 8580 | CHARGES FOR RESTORATION OF THE EXCAVATED SURFACES USING THE EXISTING TILES OVER 100 MM THICK CONCRETE BEDDING. THE COST TO INCLUDE THE COST OF THE TILES,
1096 | WORK CHANGE ORDER | 630108053 | 0003 | 18.02.2021 | 1662725.02 | 31891028.10 | 33553753.12 | 0103 | FTTx IBD MUMB0103 Jolly Bhawan | 3291784 | RSTRTN EXCVTD SURFACE-W/ PAVER BLOCK | 30 | 30 M - Meter | 631 | 18930 | CHARGES FOR RESTORATION OF THE EXCAVATED SURFACE USING NEW INTER LOCKING PAVER BLOCK OVER 100 MM THICK CONCRETE BEDDING. THE COST TO INCLUDE THE COST OF THE
1097 | WORK CHANGE ORDER | 630108053 | 0003 | 18.02.2021 | 1662725.02 | 31891028.10 | 33553753.12 | 0103 | FTTx IBD MUMB0103 Jolly Bhawan | 3291783 | RESTORATION OF EXCV SURFACE-W/KOTA STONE | 10 | 10 M - Meter | 550 | 5500 | CHARGES FOR RESTORATION OF THE EXCAVATED SURFACE USING NEW KOTA STONE OVER 100 MM THICK CONCRETE BEDDING. THE COST TO INCLUDE THE COST OF THE KOTA STONE ,
1098 | WORK CHANGE ORDER | 630108053 | 0003 | 18.02.2021 | 1662725.02 | 31891028.10 | 33553753.12 | 0103 | FTTx IBD MUMB0103 Jolly Bhawan | 3290665 | CHRG F/RESTORATN OF SURF ;W/CHEQUED TILE | 30 | 30 M - Meter | 419 | 12570 | CHARGES FOR RESTORATION OF THE EXCAVATED SURFACE USING NEW INTER CHEQUERED TILE OVER 100 MM THICK CONCRETE BEDDING. THE COST TO INCLUDE THE COST OF THE KOTA
1099 | WORK CHANGE ORDER | 630108053 | 0003 | 18.02.2021 | 1662725.02 | 31891028.10 | 33553753.12 | 0103 | FTTx IBD MUMB0103 Jolly Bhawan | 3171149 | S/FIXING PVC CONDUIT 25 MM | 1000 | 1,000 | 60 | 60000 | S/FIXING PVC CONDUIT 25MM
1100 | WORK CHANGE ORDER | 630108053 | 0003 | 18.02.2021 | 1662725.02 | 31891028.10 | 33553753.12 | 0103 | FTTx IBD MUMB0103 Jolly Bhawan | 3171151 | S/FIXING PVC CONDUIT 40 MM | 600 | M - Meter | 111 | 66600 | S/FIXING PVC CONDUIT 40 MM
1101 | WORK CHANGE ORDER | 630108053 | 0003 | 18.02.2021 | 1662725.02 | 31891028.10 | 33553753.12 | 0103 | FTTx IBD MUMB0103 Jolly Bhawan | 3318608 | S&I 25MM PVC CONDUIT USING SCAFFOLDING | 100 | 100M - Meter | 133 | 13300 | SUPPLY AND INSTALLATION OF 25MM OUTER DIA CONDUIT ON EXTERNAL WALL WITH THE HELP OF JHOOLA HOLDING INCLUDING MANPOWER, COUPLERS, BENDS, TEES, SADDLES, CLAMPS,
1102 | WORK CHANGE ORDER | 630108053 | 0003 | 18.02.2021 | 1662725.02 | 31891028.10 | 33553753.12 | 0103 | FTTx IBD MUMB0103 Jolly Bhawan | 3318609 | S&I 40MM PVC CONDUIT USING SCAFFOLDING | 100 | 100M - Meter | 188 | 18800 | SUPPLY AND INSTALLATION OF 40MM OUTER DIA CONDUIT ON EXTERNAL WALL WITH THE HELP OF JHOOLA HOLDING INCLUDING MANPOWER, COUPLERS, BENDS, TEES, SADDLES, CLAMPS,
1103 | WORK CHANGE ORDER | 630108053 | 0003 | 18.02.2021 | 1662725.02 | 31891028.10 | 33553753.12 | 0103 | FTTx IBD MUMB0103 Jolly Bhawan | 3206508 | SUP&LAY FLEX PVC CONDUIT DIA 25MM | 200 | M - Meter | 71 | 14200 | Supplying and laying of following sizes of flexible PVC conduit along with conduit accessories complete as required.
1104 | WORK CHANGE ORDER | 630108053 | 0003 | 18.02.2021 | 1662725.02 | 31891028.10 | 33553753.12 | 0103 | FTTx IBD MUMB0103 Jolly Bhawan | 3206510 | SUP&LAY FLEX PVC CONDUIT DIA 40MM | 150 | M - Meter | 116 | 17400 | Supplying and laying of following sizes of flexible PVC conduit along with conduit
1105 | WORK CHANGE ORDER | 630108053 | 0003 | 18.02.2021 | 1662725.02 | 31891028.10 | 33553753.12 | 0103 | FTTx IBD MUMB0103 Jolly Bhawan | 3318971 | S&I 25MM FLEXI PVC CONDUIT W/SCAFFOLDING | 100 | 100M - Meter | 144 | 14400 | SUPPLY AND INSTALLATION OF 25MM DIA REINFORCED FLEXIBLE CONDUIT ON EXTERNAL WALL WITH THE HELP OF JHOOLA HOLDING INCLUDING MANPOWER, COUPLERS, BENDS, TEES,
1106 | WORK CHANGE ORDER | 630108053 | 0003 | 18.02.2021 | 1662725.02 | 31891028.10 | 33553753.12 | 0103 | FTTx IBD MUMB0103 Jolly Bhawan | 3318972 | S&I 40MM FLEXI PVC CONDUIT W/SCAFFOLDING | 100 | 100M - Meter | 194 | 19400 | SUPPLY AND INSTALLATION OF 40MM DIA REINFORCED FLEXIBLE CONDUIT ON EXTERNAL WALL WITH THE HELP OF JHOOLA HOLDING INCLUDING MANPOWER, COUPLERS, BENDS, TEES,
1107 | WORK CHANGE ORDER | 630108053 | 0003 | 18.02.2021 | 1662725.02 | 31891028.10 | 33553753.12 | 0103 | FTTx IBD MUMB0103 Jolly Bhawan | 3319687 | P&F PVC JUNCTION BOX 40MM,4-WAY | 150 | EA - each | 30 | 4500 | CHARGES FOR SUPPLYING AND FIXING OF PVC JUNCTION BOX 40MM,FOUR WAY IN REQUIRED POSITION ALONG THE LINE OF PVC CONDUIT#
1108 | WORK CHANGE ORDER | 630108053 | 0003 | 18.02.2021 | 1662725.02 | 31891028.10 | 33553753.12 | 0103 | FTTx IBD MUMB0103 Jolly Bhawan | 3319688 | P&F PVC JUNCTION BOX 40MM,3-WAY | 150 | EA - each | 30 | 4500 | CHARGES FOR SUPPLYING AND FIXING OF PVC JUNCTION BOX 40MM,THREE WAY IN REQUIRED POSITION ALONG THE LINE OF PVC CONDUIT#
1109 | WORK CHANGE ORDER | 630108053 | 0003 | 18.02.2021 | 1662725.02 | 31891028.10 | 33553753.12 | 0103 | FTTx IBD MUMB0103 Jolly Bhawan | 3192918 | CHRG:S/F:PVC JUNCTION BOX 25MM,4-WAY | 150 | 150EA - each | 19 | 2850 | CHARGES FOR SUPPLYING AND FIXING OF PVC JUNCTION BOX
1110 | WORK CHANGE ORDER | 630108053 | 0003 | 18.02.2021 | 1662725.02 | 31891028.10 | 33553753.12 | 0103 | FTTx IBD MUMB0103 Jolly Bhawan | 3192917 | CHRG:S/F:PVC JUNCTION BOX 25MM,3-WAY | 150 | 150EA - each | 19 | 2850 | CHARGES FOR SUPPLYING AND FIXING OF PVC JUNCTION BOX
1111 | WORK CHANGE ORDER | 630108053 | 0003 | 18.02.2021 | 1662725.02 | 31891028.10 | 33553753.12 | 0103 | FTTx IBD MUMB0103 Jolly Bhawan | 3259755 | INSTALLATION OF FDC | 15 | EA - each | 49 | 735 | Installation of Fibre Distribution Cabinet
1112 | WORK CHANGE ORDER | 630108053 | 0003 | 18.02.2021 | 1662725.02 | 31891028.10 | 33553753.12 | 0103 | FTTx IBD MUMB0103 Jolly Bhawan | 3294022 | INSTALLATION OF FAT (WALL/POLE MOUNTED) | 50 | 50 EA - each | 49 | 2450 | INSTALLATION OF FIBRE ACCESS TERMINAL (WALL/POLE MOUNTED)#
1113 | WORK CHANGE ORDER | 630108053 | 0003 | 18.02.2021 | 1662725.02 | 31891028.10 | 33553753.12 | 0103 | FTTx IBD MUMB0103 Jolly Bhawan | 3293902 | INSTALLATION LEVEL 1 ( S1 ) SPLITTER | 20 | EA - each | 49 | 980 | INSTALLATION OF FREE ISSUED SPLITTER AT SUGGESTED LOCATION INCLUDING ALL MANPOWER, TOOLS TACKLES, HARDWARES ETC. COMPLETE AS PER THE DRG AND DIRECTION OF
1114 | WORK CHANGE ORDER | 630108053 | 0003 | 18.02.2021 | 1662725.02 | 31891028.10 | 33553753.12 | 0103 | FTTx IBD MUMB0103 Jolly Bhawan | 3293903 | INSTALLATION LEVEL 2 ( S2 ) SPLITTER | 160 | EA - each | 49 | 7840 | INSTALLATION OF FREE ISSUED SPLITTER AT SUGGESTED LOCATION INCLUDING ALL MANPOWER, TOOLS TACKLES, HARDWARES ETC. COMPLETE AS PER THE DRG AND DIRECTION OF
1115 | WORK CHANGE ORDER | 630108053 | 0003 | 18.02.2021 | 1662725.02 | 31891028.10 | 33553753.12 | 0103 | FTTx IBD MUMB0103 Jolly Bhawan | 3252601 | SPLICING,JOINTING & TERMINATION-48F | 500 | 500.000 NOS - No. | 112 | 56000 | CHARGES FOR SPLICING,JOINTING & TERMINATION OF 48F FIBRE.
1116 | WORK CHANGE ORDER | 630108053 | 0003 | 18.02.2021 | 1662725.02 | 31891028.10 | 33553753.12 | 0103 | FTTx IBD MUMB0103 Jolly Bhawan | 3252602 | SPLICING,JOINTING & TERMINATION-96F | 192 | 192.000 NOS - No. | 112 | 21504 | CHARGES FOR SPLICING,JOINTING & TERMINATION OF 96F FIBRE.
1117 | WORK CHANGE ORDER | 630108053 | 0003 | 18.02.2021 | 1662725.02 | 31891028.10 | 33553753.12 | 0103 | FTTx IBD MUMB0103 Jolly Bhawan | 3300512 | SPLICING & TERM OFC,FIXED COST/DAY | 10 | EA - each | 2425 | 24250 | OFC SPLICING&TERMINATION-FIXED COST/DAY#JOB INVOLVES: 1) SPLICING & TERMINATION OF OFC CABLE AS DIRECTED BY EIC. 2) ALL TOOLS AND TACKLES, PPES, CONSUMABLES ARE IN
1118 | WORK CHANGE ORDER | 630108053 | 0003 | 18.02.2021 | 1662725.02 | 31891028.10 | 33553753.12 | 0103 | FTTx IBD MUMB0103 Jolly Bhawan | 3098777 | A11102-SELF ADHESIVE LABELS | 400 | 400.000 | 10 | 4000 | 420
1119 | WORK CHANGE ORDER | 630108053 | 0003 | 18.02.2021 | 1662725.02 | 31891028.10 | 33553753.12 | 0103 | FTTx IBD MUMB0103 Jolly Bhawan | 3295194 | PREPARATION OF AS BUILT DRAWINGS SBP | 15 | 15 EA - each | 194 | 2910 | AS-BUILT DRAWING FOR ALL WORKS PERFORMED AS PER SCOPE
1120 | WORK CHANGE ORDER | 630108053 | 0003 | 18.02.2021 | 1662725.02 | 31891028.10 | 33553753.12 | 0103 | FTTx IBD MUMB0103 Jolly Bhawan | 3111341 | DISPOSAL OF WASTE MATERIALS DEBRIS ETC. | 15 | 15.000 NOS - No. | 679 | 10185 | Collection & disposal of various kinds of unwanted materials / debris
1121 | WORK CHANGE ORDER | 630108053 | 0003 | 18.02.2021 | 1662725.02 | 31891028.10 | 33553753.12 | 0103 | FTTx IBD MUMB0103 Jolly Bhawan | 3295891 | MATERIAL STORAGE & SECONDARY TRNSPT | 15 | 15 EA - each | 485 | 7275 | STORAGE AND SECONDARY TRANSPORTATION OF FIM MATERIAL TO BUILDINGS, TO BE CALCULATED PER BUILDING#
1122 | WORK CHANGE ORDER | 630108053 | 0003 | 18.02.2021 | 1662725.02 | 31891028.10 | 33553753.12 | 0103 | FTTx IBD MUMB0103 Jolly Bhawan | 3295897 | CHRG: PRE EXECUTION BUILDING SURVEY | 15 | 15 EA - each | 290 | 4350 | PRE EXECUTION BUILDING SURVEY:#THIS IS BUILDING SURVEY BEFORE DEPLOYMENT INSIDE BUILDING DEPLOYMENT/CONSTRUCTION INCLUDES LAYING OF CONDUITS AND OTHER ODN
1123 | WORK CHANGE ORDER | 630108053 | 0003 | 18.02.2021 | 1662725.02 | 31891028.10 | 33553753.12 | 0103 | FTTx IBD MUMB0103 Jolly Bhawan | 3318382 | CHRG DRILLING OF HOLE 25MM IN BRICK WALL | 50 | 50 EA - each | 82 | 4100 | CHARGES FOR DRILLING HOLES OF DIAMETER 25MM IN BRICK WALL WITH PROPER DRILL MACHINE AND REINSTATEMENT AFTER CONDUITING TO ENSURE WATER PROOFING OF HOLE.#
1124 | WORK CHANGE ORDER | 630108053 | 0003 | 18.02.2021 | 1662725.02 | 31891028.10 | 33553753.12 | 0103 | FTTx IBD MUMB0103 Jolly Bhawan | 3318381 | CHRG DRILLING OF HOLE 40MM IN BRICK WALL | 50 | 50 EA - each | 131 | 6550 | CHARGES FOR DRILLING HOLES OF DIAMETER 40MM IN BRICK WALL WITH PROPER DRILL MACHINE AND REINSTATEMENT AFTER CONDUITING TO ENSURE WATER PROOFING OF HOLE.#
1125 | WORK CHANGE ORDER | 630108053 | 0003 | 18.02.2021 | 1662725.02 | 31891028.10 | 33553753.12 | 0103 | FTTx IBD MUMB0103 Jolly Bhawan | 3318200 | CHRG DRILLING OF HOLE 25MM DIA IN RCC | 50 | 50 EA - each | 131 | 6550 | CHARGES FOR DRILLING HOLES OF DIAMETER 25MM IN RCC WITH PROPER DRILL MACHINE AND REINSTATEMENT AFTER CONDUITING TO ENSURE WATER PROOFING OF HOLE.#
1126 | WORK CHANGE ORDER | 630108053 | 0003 | 18.02.2021 | 1662725.02 | 31891028.10 | 33553753.12 | 0103 | FTTx IBD MUMB0103 Jolly Bhawan | 3297469 | CHRG:DRILLING OF HOLE 40MM DIA IN RCC | 50 | 50 EA - each | 165 | 8250 | CHARGES FOR DRILLING HOLES OF DIAMETER ~40MM IN RCC WITH PROPER DRILL MACHINE AND REINSTATEMENT AFTER CONDUITING TO ENSURE WATER PROOFING OF HOLE.
1127 | WORK CHANGE ORDER | 630108053 | 0003 | 18.02.2021 | 1662725.02 | 31891028.10 | 33553753.12 | 0103 | FTTx IBD MUMB0103 Jolly Bhawan | 3319692 | S&I SIMPLEX PLUG,F/40MM HDPE DUCT | 60 | EA - each | 49 | 2940 | CHARGES FOR SUPPLYING AND FIXING OF SIMPLEX PLUG FOR 40 MM HDPE DUCT#
1128 | WORK CHANGE ORDER | 630108053 | 0003 | 18.02.2021 | 1662725.02 | 31891028.10 | 33553753.12 | 0104 | FTTx IBD MUMB0104 Vijay Mahal | 3293883 | CHRG;SHALLOW TRENCH 40 OR 48MM 7WAY DUCT | 50 | 50 M - Meter | 160 | 8000 | EXCAVATION OF SHALLOW TRENCHES MANUALLY/CHIPPING/SLITTING UPTO A DEPTH OF 300 MM, WIDE UP TO 100 MM IN ASPHALT / CONCRETE / TILED SURFACE, LAYING 1 X 40 MM / 1 X 7
1129 | WORK CHANGE ORDER | 630108053 | 0003 | 18.02.2021 | 1662725.02 | 31891028.10 | 33553753.12 | 0104 | FTTx IBD MUMB0104 Vijay Mahal | 3314515 | CHRG:SHALLOW TREN 40MM DUCT W/2 NOS | 50 | 50 M - Meter | 160 | 8000 | EXCAVATION OF SHALLOW TRENCHES MANUALLY/CHIPPING/SLITTING IN ASPHALT / CONCRETE / TILED SURFACE, LAYING 2 NOS 40 MM DUCT AND FILLING THE COMPLETE DEPTH, INCLUDING
1130 | WORK CHANGE ORDER | 630108053 | 0003 | 18.02.2021 | 1662725.02 | 31891028.10 | 33553753.12 | 0104 | FTTx IBD MUMB0104 Vijay Mahal | 3293878 | CHRG;CLAMPING-1X40MM/1X7WAY MICRO DUCT | 100 | 100M - Meter | 49 | 4900 | CLAMPING OF THE DUCTS 1 X 40 MM / 1 X 7 WAY MICRO DUCT ( 48 MM OD ) ALONG THE WALL WITH THE HELP OF CLAMPING AT EVERY 1 M C/C#
1131 | WORK CHANGE ORDER | 630108053 | 0003 | 18.02.2021 | 1662725.02 | 31891028.10 | 33553753.12 | 0104 | FTTx IBD MUMB0104 Vijay Mahal | 3292713 | CHRGS FOR TRANS&INST OF ADSS CABLE-96F | 500 | 500M - Meter | 40 | 20000 | CHARGES FOR TRANSPORTATION & INSTALLATION OF ADSS CABLE- EIC - 96F#
1132 | WORK CHANGE ORDER | 630108053 | 0003 | 18.02.2021 | 1662725.02 | 31891028.10 | 33553753.12 | 0104 | FTTx IBD MUMB0104 Vijay Mahal | 3294064 | INSTALLATION 48 F ADSS / FIG 8 CABLE | 1000 | 1,000 | 34 | 34000 | INSTALLATION OF THE AERIAL CABLE (48 F ADSS / FIG 8 ) ALONG WITH THE ACCESSORIES. RATE INCLUDES SURVEY COST AND LOCAL LIASIONING CHARGES.
1133 | WORK CHANGE ORDER | 630108053 | 0003 | 18.02.2021 | 1662725.02 | 31891028.10 | 33553753.12 | 0104 | FTTx IBD MUMB0104 Vijay Mahal | 3294065 | INSTALLATION12F ADSS / FIG 8 CABLE | 1500 | 1,500 | 24 | 36000 | INSTALLATION OF THE AERIAL CABLE (12 F ADSS / FIG 8 ) ALONG WITH THE ACCESSORIES. RATE INCLUDES SURVEY COST AND LOCAL LIASIONING CHARGES.
1134 | WORK CHANGE ORDER | 630108053 | 0003 | 18.02.2021 | 1662725.02 | 31891028.10 | 33553753.12 | 0104 | FTTx IBD MUMB0104 Vijay Mahal | 3294710 | INSTALLATION 6F ADSS / FIG 8 CABLE | 500 | M - Meter | 19 | 9500 | INSTALLATION OF THE AERIAL CABLE (6 F ADSS / FIG 8 ) ALONG WITH THE ACCESSORIES. RATE INCLUDES SURVEY COST AND LOCAL LIASIONING CHARGES. #
1135 | WORK CHANGE ORDER | 630108053 | 0003 | 18.02.2021 | 1662725.02 | 31891028.10 | 33553753.12 | 0104 | FTTx IBD MUMB0104 Vijay Mahal | 3252599 | BLOWING OF 96F | 500 | M - Meter | 15 | 7500 | CHARGES FOR BLOWING OF 96F FIBRE.
1136 | WORK CHANGE ORDER | 630108053 | 0003 | 18.02.2021 | 1662725.02 | 31891028.10 | 33553753.12 | 0104 | FTTx IBD MUMB0104 Vijay Mahal | 3294262 | BLOWING / PULLING-48 F | 700 | M - Meter | 10 | 7000 | PULLING/BLOWING OF OFC- 48 F INCLUDING ALL MATERIALS, LABOUR, TOOLS, TACKLES, ETC.. #
1137 | WORK CHANGE ORDER | 630108053 | 0003 | 18.02.2021 | 1662725.02 | 31891028.10 | 33553753.12 | 0104 | FTTx IBD MUMB0104 Vijay Mahal | 3294264 | BLOWING / PULLING-12 F | 2000 | 2,000 | 7 | 14000 | PULLING/BLOWING OF OFC-12F INCLUDING ALL MATERIALS, LABOUR, TOOLS, TACKLES, ETC.. #
1138 | WORK CHANGE ORDER | 630108053 | 0003 | 18.02.2021 | 1662725.02 | 31891028.10 | 33553753.12 | 0104 | FTTx IBD MUMB0104 Vijay Mahal | 3294265 | BLOWING / PULLING-6 F | 1000 | 1,000 | 5 | 5000 | PULLING/BLOWING OF OFC-6F INCLUDING ALL MATERIALS, LABOUR, TOOLS, TACKLES, ETC.. #
1139 | WORK CHANGE ORDER | 630108053 | 0003 | 18.02.2021 | 1662725.02 | 31891028.10 | 33553753.12 | 0104 | FTTx IBD MUMB0104 Vijay Mahal | 3291570 | INSTLTN OF ACCESS CHAMBER 750X400X500 MM | 2 | 2 EA - each | 2328 | 4656 | INSTALLATION OF ACCESS CHAMBERS - SIZE - 750X400X500 MM DEEP.#INCLUDING COVER & LIFTING OF ACCESS CHAMBER-UPTO 50KMS INCLUDING HANDLING ,#EXCAVATION &
1140 | WORK CHANGE ORDER | 630108053 | 0003 | 18.02.2021 | 1662725.02 | 31891028.10 | 33553753.12 | 0104 | FTTx IBD MUMB0104 Vijay Mahal | 3314518 | INST OF PULLING CHAMBER 400X400X500MM | 10 | 10 EA - each | 970 | 9700 | INSTALLATION OF PULLING CHAMBERS - SIZE - 400X400X500 MM DEEP ; INCLUDING COVER .#EXCAVATION & BACKFILLING OF PITS ETC AS PER DRAWINGS , SPECIFICATIONS#AND AS
1141 | WORK CHANGE ORDER | 630108053 | 0003 | 18.02.2021 | 1662725.02 | 31891028.10 | 33553753.12 | 0104 | FTTx IBD MUMB0104 Vijay Mahal | 3294239 | CHRG;REINST,TRENCH,PCC-1:2:4,GRAVEL 20MM | 1 | 1 M3 - Cubic meter | 5335 | 5335 | CHARGES FOR REINSTATEMENT OF THE TRENCHES / PITS INCLUDING ALL MATERIALS , LABOUR, TOOLS TACKES ETC..BY PCC -1:2:4 GRAVEL SIZE - 20 MM & CURING FOR 7 DAYS. THIS ITEM
1142 | WORK CHANGE ORDER | 630108053 | 0003 | 18.02.2021 | 1662725.02 | 31891028.10 | 33553753.12 | 0104 | FTTx IBD MUMB0104 Vijay Mahal | 3291785 | RSTRTN EXCVTD SURFACE- W/COLD BITUMEN | 10 | 10 M - Meter | 1000 | 10000 | CHARGES FOR RESTORATION OF THE EXCAVATED SURFACES USING THE COLD BITUMEN INCLUDING PROPER COMPACTION ETC. ALL COMPLETE INCLUDING ALL MATERIALS TOOLS TACKLES
1143 | WORK CHANGE ORDER | 630108053 | 0003 | 18.02.2021 | 1662725.02 | 31891028.10 | 33553753.12 | 0104 | FTTx IBD MUMB0104 Vijay Mahal | 3291786 | RSTRTN EXCVTD SURFACES-W/ HOT BITUMEN | 10 | 10 M - Meter | 383 | 3830 | CHARGES FOR RESTORATION OF THE EXCAVATED SURFACES USING THE HOT BITUMEN INCLUDING PROPER COMPACTION ETC. ALL COMPLETE INCLUDING ALL MATERIALS TOOLS TACKLES
1144 | WORK CHANGE ORDER | 630108053 | 0003 | 18.02.2021 | 1662725.02 | 31891028.10 | 33553753.12 | 0104 | FTTx IBD MUMB0104 Vijay Mahal | 3290664 | CHRG F/RESTORATN OF SURF ;W/EXT TILES | 30 | 30 M - Meter | 286 | 8580 | CHARGES FOR RESTORATION OF THE EXCAVATED SURFACES USING THE EXISTING TILES OVER 100 MM THICK CONCRETE BEDDING. THE COST TO INCLUDE THE COST OF THE TILES,
1145 | WORK CHANGE ORDER | 630108053 | 0003 | 18.02.2021 | 1662725.02 | 31891028.10 | 33553753.12 | 0104 | FTTx IBD MUMB0104 Vijay Mahal | 3291784 | RSTRTN EXCVTD SURFACE-W/ PAVER BLOCK | 30 | 30 M - Meter | 631 | 18930 | CHARGES FOR RESTORATION OF THE EXCAVATED SURFACE USING NEW INTER LOCKING PAVER BLOCK OVER 100 MM THICK CONCRETE BEDDING. THE COST TO INCLUDE THE COST OF THE
1146 | WORK CHANGE ORDER | 630108053 | 0003 | 18.02.2021 | 1662725.02 | 31891028.10 | 33553753.12 | 0104 | FTTx IBD MUMB0104 Vijay Mahal | 3291783 | RESTORATION OF EXCV SURFACE-W/KOTA STONE | 10 | 10 M - Meter | 550 | 5500 | CHARGES FOR RESTORATION OF THE EXCAVATED SURFACE USING NEW KOTA STONE OVER 100 MM THICK CONCRETE BEDDING. THE COST TO INCLUDE THE COST OF THE KOTA STONE ,
1147 | WORK CHANGE ORDER | 630108053 | 0003 | 18.02.2021 | 1662725.02 | 31891028.10 | 33553753.12 | 0104 | FTTx IBD MUMB0104 Vijay Mahal | 3290665 | CHRG F/RESTORATN OF SURF ;W/CHEQUED TILE | 30 | 30 M - Meter | 419 | 12570 | CHARGES FOR RESTORATION OF THE EXCAVATED SURFACE USING NEW INTER CHEQUERED TILE OVER 100 MM THICK CONCRETE BEDDING. THE COST TO INCLUDE THE COST OF THE KOTA
1148 | WORK CHANGE ORDER | 630108053 | 0003 | 18.02.2021 | 1662725.02 | 31891028.10 | 33553753.12 | 0104 | FTTx IBD MUMB0104 Vijay Mahal | 3171149 | S/FIXING PVC CONDUIT 25 MM | 1000 | 1,000 | 60 | 60000 | S/FIXING PVC CONDUIT 25MM
1149 | WORK CHANGE ORDER | 630108053 | 0003 | 18.02.2021 | 1662725.02 | 31891028.10 | 33553753.12 | 0104 | FTTx IBD MUMB0104 Vijay Mahal | 3171151 | S/FIXING PVC CONDUIT 40 MM | 600 | M - Meter | 111 | 66600 | S/FIXING PVC CONDUIT 40 MM
1150 | WORK CHANGE ORDER | 630108053 | 0003 | 18.02.2021 | 1662725.02 | 31891028.10 | 33553753.12 | 0104 | FTTx IBD MUMB0104 Vijay Mahal | 3318608 | S&I 25MM PVC CONDUIT USING SCAFFOLDING | 100 | 100M - Meter | 133 | 13300 | SUPPLY AND INSTALLATION OF 25MM OUTER DIA CONDUIT ON EXTERNAL WALL WITH THE HELP OF JHOOLA HOLDING INCLUDING MANPOWER, COUPLERS, BENDS, TEES, SADDLES, CLAMPS,
1151 | WORK CHANGE ORDER | 630108053 | 0003 | 18.02.2021 | 1662725.02 | 31891028.10 | 33553753.12 | 0104 | FTTx IBD MUMB0104 Vijay Mahal | 3318609 | S&I 40MM PVC CONDUIT USING SCAFFOLDING | 100 | 100M - Meter | 188 | 18800 | SUPPLY AND INSTALLATION OF 40MM OUTER DIA CONDUIT ON EXTERNAL WALL WITH THE HELP OF JHOOLA HOLDING INCLUDING MANPOWER, COUPLERS, BENDS, TEES, SADDLES, CLAMPS,
1152 | WORK CHANGE ORDER | 630108053 | 0003 | 18.02.2021 | 1662725.02 | 31891028.10 | 33553753.12 | 0104 | FTTx IBD MUMB0104 Vijay Mahal | 3206508 | SUP&LAY FLEX PVC CONDUIT DIA 25MM | 200 | M - Meter | 71 | 14200 | Supplying and laying of following sizes of flexible PVC conduit along with conduit accessories complete as required.
1153 | WORK CHANGE ORDER | 630108053 | 0003 | 18.02.2021 | 1662725.02 | 31891028.10 | 33553753.12 | 0104 | FTTx IBD MUMB0104 Vijay Mahal | 3206510 | SUP&LAY FLEX PVC CONDUIT DIA 40MM | 150 | M - Meter | 116 | 17400 | Supplying and laying of following sizes of flexible PVC conduit along with conduit
1154 | WORK CHANGE ORDER | 630108053 | 0003 | 18.02.2021 | 1662725.02 | 31891028.10 | 33553753.12 | 0104 | FTTx IBD MUMB0104 Vijay Mahal | 3318971 | S&I 25MM FLEXI PVC CONDUIT W/SCAFFOLDING | 100 | 100M - Meter | 144 | 14400 | SUPPLY AND INSTALLATION OF 25MM DIA REINFORCED FLEXIBLE CONDUIT ON EXTERNAL WALL WITH THE HELP OF JHOOLA HOLDING INCLUDING MANPOWER, COUPLERS, BENDS, TEES,
1155 | WORK CHANGE ORDER | 630108053 | 0003 | 18.02.2021 | 1662725.02 | 31891028.10 | 33553753.12 | 0104 | FTTx IBD MUMB0104 Vijay Mahal | 3318972 | S&I 40MM FLEXI PVC CONDUIT W/SCAFFOLDING | 100 | 100M - Meter | 194 | 19400 | SUPPLY AND INSTALLATION OF 40MM DIA REINFORCED FLEXIBLE CONDUIT ON EXTERNAL WALL WITH THE HELP OF JHOOLA HOLDING INCLUDING MANPOWER, COUPLERS, BENDS, TEES,
1156 | WORK CHANGE ORDER | 630108053 | 0003 | 18.02.2021 | 1662725.02 | 31891028.10 | 33553753.12 | 0104 | FTTx IBD MUMB0104 Vijay Mahal | 3319687 | P&F PVC JUNCTION BOX 40MM,4-WAY | 150 | EA - each | 30 | 4500 | CHARGES FOR SUPPLYING AND FIXING OF PVC JUNCTION BOX 40MM,FOUR WAY IN REQUIRED POSITION ALONG THE LINE OF PVC CONDUIT#
1157 | WORK CHANGE ORDER | 630108053 | 0003 | 18.02.2021 | 1662725.02 | 31891028.10 | 33553753.12 | 0104 | FTTx IBD MUMB0104 Vijay Mahal | 3319688 | P&F PVC JUNCTION BOX 40MM,3-WAY | 150 | EA - each | 30 | 4500 | CHARGES FOR SUPPLYING AND FIXING OF PVC JUNCTION BOX 40MM,THREE WAY IN REQUIRED POSITION ALONG THE LINE OF PVC CONDUIT#
1158 | WORK CHANGE ORDER | 630108053 | 0003 | 18.02.2021 | 1662725.02 | 31891028.10 | 33553753.12 | 0104 | FTTx IBD MUMB0104 Vijay Mahal | 3192918 | CHRG:S/F:PVC JUNCTION BOX 25MM,4-WAY | 150 | 150EA - each | 19 | 2850 | CHARGES FOR SUPPLYING AND FIXING OF PVC JUNCTION BOX
1159 | WORK CHANGE ORDER | 630108053 | 0003 | 18.02.2021 | 1662725.02 | 31891028.10 | 33553753.12 | 0104 | FTTx IBD MUMB0104 Vijay Mahal | 3192917 | CHRG:S/F:PVC JUNCTION BOX 25MM,3-WAY | 150 | 150EA - each | 19 | 2850 | CHARGES FOR SUPPLYING AND FIXING OF PVC JUNCTION BOX
1160 | WORK CHANGE ORDER | 630108053 | 0003 | 18.02.2021 | 1662725.02 | 31891028.10 | 33553753.12 | 0104 | FTTx IBD MUMB0104 Vijay Mahal | 3259755 | INSTALLATION OF FDC | 15 | EA - each | 49 | 735 | Installation of Fibre Distribution Cabinet
1161 | WORK CHANGE ORDER | 630108053 | 0003 | 18.02.2021 | 1662725.02 | 31891028.10 | 33553753.12 | 0104 | FTTx IBD MUMB0104 Vijay Mahal | 3294022 | INSTALLATION OF FAT (WALL/POLE MOUNTED) | 50 | 50 EA - each | 49 | 2450 | INSTALLATION OF FIBRE ACCESS TERMINAL (WALL/POLE MOUNTED)#
1162 | WORK CHANGE ORDER | 630108053 | 0003 | 18.02.2021 | 1662725.02 | 31891028.10 | 33553753.12 | 0104 | FTTx IBD MUMB0104 Vijay Mahal | 3293902 | INSTALLATION LEVEL 1 ( S1 ) SPLITTER | 20 | EA - each | 49 | 980 | INSTALLATION OF FREE ISSUED SPLITTER AT SUGGESTED LOCATION INCLUDING ALL MANPOWER, TOOLS TACKLES, HARDWARES ETC. COMPLETE AS PER THE DRG AND DIRECTION OF
1163 | WORK CHANGE ORDER | 630108053 | 0003 | 18.02.2021 | 1662725.02 | 31891028.10 | 33553753.12 | 0104 | FTTx IBD MUMB0104 Vijay Mahal | 3293903 | INSTALLATION LEVEL 2 ( S2 ) SPLITTER | 160 | EA - each | 49 | 7840 | INSTALLATION OF FREE ISSUED SPLITTER AT SUGGESTED LOCATION INCLUDING ALL MANPOWER, TOOLS TACKLES, HARDWARES ETC. COMPLETE AS PER THE DRG AND DIRECTION OF
1164 | WORK CHANGE ORDER | 630108053 | 0003 | 18.02.2021 | 1662725.02 | 31891028.10 | 33553753.12 | 0104 | FTTx IBD MUMB0104 Vijay Mahal | 3252601 | SPLICING,JOINTING & TERMINATION-48F | 500 | 500.000 NOS - No. | 112 | 56000 | CHARGES FOR SPLICING,JOINTING & TERMINATION OF 48F FIBRE.
1165 | WORK CHANGE ORDER | 630108053 | 0003 | 18.02.2021 | 1662725.02 | 31891028.10 | 33553753.12 | 0104 | FTTx IBD MUMB0104 Vijay Mahal | 3252602 | SPLICING,JOINTING & TERMINATION-96F | 192 | 192.000 NOS - No. | 112 | 21504 | CHARGES FOR SPLICING,JOINTING & TERMINATION OF 96F FIBRE.
1166 | WORK CHANGE ORDER | 630108053 | 0003 | 18.02.2021 | 1662725.02 | 31891028.10 | 33553753.12 | 0104 | FTTx IBD MUMB0104 Vijay Mahal | 3300512 | SPLICING & TERM OFC,FIXED COST/DAY | 10 | EA - each | 2425 | 24250 | OFC SPLICING&TERMINATION-FIXED COST/DAY#JOB INVOLVES: 1) SPLICING & TERMINATION OF OFC CABLE AS DIRECTED
1167 | WORK CHANGE ORDER | 630108053 | 0003 | 18.02.2021 | 1662725.02 | 31891028.10 | 33553753.12 | 0104 | FTTx IBD MUMB0104 Vijay Mahal | 3098777 | A11102-SELF ADHESIVE LABELS | 400 | 400.000 | 10 | 4000 | 420
1168 | WORK CHANGE ORDER | 630108053 | 0003 | 18.02.2021 | 1662725.02 | 31891028.10 | 33553753.12 | 0104 | FTTx IBD MUMB0104 Vijay Mahal | 3295194 | PREPARATION OF AS BUILT DRAWINGS SBP | 15 | 15 EA - each | 194 | 2910 | AS-BUILT DRAWING FOR ALL WORKS PERFORMED AS PER SCOPE
1169 | WORK CHANGE ORDER | 630108053 | 0003 | 18.02.2021 | 1662725.02 | 31891028.10 | 33553753.12 | 0104 | FTTx IBD MUMB0104 Vijay Mahal | 3111341 | DISPOSAL OF WASTE MATERIALS DEBRIS ETC. | 15 | 15.000 NOS - No. | 679 | 10185 | Collection & disposal of various kinds of unwanted materials / debris
1170 | WORK CHANGE ORDER | 630108053 | 0003 | 18.02.2021 | 1662725.02 | 31891028.10 | 33553753.12 | 0104 | FTTx IBD MUMB0104 Vijay Mahal | 3295891 | MATERIAL STORAGE & SECONDARY TRNSPT | 15 | 15 EA - each | 485 | 7275 | STORAGE AND SECONDARY TRANSPORTATION OF FIM MATERIAL TO BUILDINGS, TO BE CALCULATED PER BUILDING#
1171 | WORK CHANGE ORDER | 630108053 | 0003 | 18.02.2021 | 1662725.02 | 31891028.10 | 33553753.12 | 0104 | FTTx IBD MUMB0104 Vijay Mahal | 3295897 | CHRG: PRE EXECUTION BUILDING SURVEY | 15 | 15 EA - each | 290 | 4350 | PRE EXECUTION BUILDING SURVEY:#THIS IS BUILDING SURVEY BEFORE DEPLOYMENT INSIDE BUILDING DEPLOYMENT/CONSTRUCTION INCLUDES LAYING OF CONDUITS AND OTHER ODN
1172 | WORK CHANGE ORDER | 630108053 | 0003 | 18.02.2021 | 1662725.02 | 31891028.10 | 33553753.12 | 0104 | FTTx IBD MUMB0104 Vijay Mahal | 3318382 | CHRG DRILLING OF HOLE 25MM IN BRICK WALL | 50 | 50 EA - each | 82 | 4100 | CHARGES FOR DRILLING HOLES OF DIAMETER 25MM IN BRICK WALL WITH PROPER DRILL MACHINE AND REINSTATEMENT AFTER CONDUITING TO ENSURE WATER PROOFING OF HOLE.#
1173 | WORK CHANGE ORDER | 630108053 | 0003 | 18.02.2021 | 1662725.02 | 31891028.10 | 33553753.12 | 0104 | FTTx IBD MUMB0104 Vijay Mahal | 3318381 | CHRG DRILLING OF HOLE 40MM IN BRICK WALL | 50 | 50 EA - each | 131 | 6550 | CHARGES FOR DRILLING HOLES OF DIAMETER 40MM IN BRICK WALL WITH PROPER DRILL MACHINE AND REINSTATEMENT AFTER CONDUITING TO ENSURE WATER PROOFING OF HOLE.#
1174 | WORK CHANGE ORDER | 630108053 | 0003 | 18.02.2021 | 1662725.02 | 31891028.10 | 33553753.12 | 0104 | FTTx IBD MUMB0104 Vijay Mahal | 3318200 | CHRG DRILLING OF HOLE 25MM DIA IN RCC | 50 | 50 EA - each | 131 | 6550 | CHARGES FOR DRILLING HOLES OF DIAMETER 25MM IN RCC WITH PROPER DRILL MACHINE AND REINSTATEMENT AFTER CONDUITING TO ENSURE WATER PROOFING OF HOLE.#
1175 | WORK CHANGE ORDER | 630108053 | 0003 | 18.02.2021 | 1662725.02 | 31891028.10 | 33553753.12 | 0104 | FTTx IBD MUMB0104 Vijay Mahal | 3297469 | CHRG:DRILLING OF HOLE 40MM DIA IN RCC | 50 | 50 EA - each | 165 | 8250 | CHARGES FOR DRILLING HOLES OF DIAMETER ~40MM IN RCC WITH PROPER DRILL MACHINE AND REINSTATEMENT AFTER CONDUITING TO ENSURE WATER PROOFING OF HOLE.
1176 | WORK CHANGE ORDER | 630108053 | 0003 | 18.02.2021 | 1662725.02 | 31891028.10 | 33553753.12 | 0104 | FTTx IBD MUMB0104 Vijay Mahal | 3319692 | S&I SIMPLEX PLUG,F/40MM HDPE DUCT | 60 | EA - each | 49 | 2940 | CHARGES FOR SUPPLYING AND FIXING OF SIMPLEX PLUG FOR 40 MM HDPE DUCT#
1177 | WORK CHANGE ORDER | 630108053 | 0003 | 18.02.2021 | 1662725.02 | 31891028.10 | 33553753.12 | 0107 | FTTx IBD MUMB0107 Usha Sadan | 3293883 | CHRG;SHALLOW TRENCH 40 OR 48MM 7WAY DUCT | 50 | 50 M - Meter | 160 | 8000 | EXCAVATION OF SHALLOW TRENCHES MANUALLY/CHIPPING/SLITTING UPTO A DEPTH OF 300 MM, WIDE UP TO 100 MM IN ASPHALT / CONCRETE / TILED SURFACE, LAYING 1 X 40 MM / 1 X 7
1178 | WORK CHANGE ORDER | 630108053 | 0003 | 18.02.2021 | 1662725.02 | 31891028.10 | 33553753.12 | 0107 | FTTx IBD MUMB0107 Usha Sadan | 3314515 | CHRG:SHALLOW TREN 40MM DUCT W/2 NOS | 50 | 50 M - Meter | 160 | 8000 | EXCAVATION OF SHALLOW TRENCHES MANUALLY/CHIPPING/SLITTING IN ASPHALT / CONCRETE / TILED SURFACE, LAYING 2 NOS 40 MM DUCT AND FILLING THE COMPLETE DEPTH, INCLUDING
1179 | WORK CHANGE ORDER | 630108053 | 0003 | 18.02.2021 | 1662725.02 | 31891028.10 | 33553753.12 | 0107 | FTTx IBD MUMB0107 Usha Sadan | 3293878 | CHRG;CLAMPING-1X40MM/1X7WAY MICRO DUCT | 100 | 100M - Meter | 49 | 4900 | CLAMPING OF THE DUCTS 1 X 40 MM / 1 X 7 WAY MICRO DUCT ( 48 MM OD ) ALONG THE WALL WITH THE HELP OF CLAMPING AT EVERY 1 M C/C#
1180 | WORK CHANGE ORDER | 630108053 | 0003 | 18.02.2021 | 1662725.02 | 31891028.10 | 33553753.12 | 0107 | FTTx IBD MUMB0107 Usha Sadan | 3292713 | CHRGS FOR TRANS&INST OF ADSS CABLE-96F | 500 | 500M - Meter | 40 | 20000 | CHARGES FOR TRANSPORTATION & INSTALLATION OF ADSS CABLE- EIC - 96F#
1181 | WORK CHANGE ORDER | 630108053 | 0003 | 18.02.2021 | 1662725.02 | 31891028.10 | 33553753.12 | 0107 | FTTx IBD MUMB0107 Usha Sadan | 3294064 | INSTALLATION 48 F ADSS / FIG 8 CABLE | 1000 | 1,000 | 34 | 34000 | INSTALLATION OF THE AERIAL CABLE (48 F ADSS / FIG 8 ) ALONG WITH THE ACCESSORIES. RATE INCLUDES SURVEY COST AND LOCAL LIASIONING CHARGES.
1182 | WORK CHANGE ORDER | 630108053 | 0003 | 18.02.2021 | 1662725.02 | 31891028.10 | 33553753.12 | 0107 | FTTx IBD MUMB0107 Usha Sadan | 3294065 | INSTALLATION12F ADSS / FIG 8 CABLE | 1500 | 1,500 | 24 | 36000 | INSTALLATION OF THE AERIAL CABLE (12 F ADSS / FIG 8 ) ALONG WITH THE ACCESSORIES. RATE INCLUDES SURVEY COST AND LOCAL LIASIONING CHARGES.
1183 | WORK CHANGE ORDER | 630108053 | 0003 | 18.02.2021 | 1662725.02 | 31891028.10 | 33553753.12 | 0107 | FTTx IBD MUMB0107 Usha Sadan | 3294710 | INSTALLATION 6F ADSS / FIG 8 CABLE | 500 | M - Meter | 19 | 9500 | INSTALLATION OF THE AERIAL CABLE (6 F ADSS / FIG 8 ) ALONG WITH THE ACCESSORIES. RATE INCLUDES SURVEY COST AND LOCAL LIASIONING CHARGES. #
1184 | WORK CHANGE ORDER | 630108053 | 0003 | 18.02.2021 | 1662725.02 | 31891028.10 | 33553753.12 | 0107 | FTTx IBD MUMB0107 Usha Sadan | 3252599 | BLOWING OF 96F | 500 | M - Meter | 15 | 7500 | CHARGES FOR BLOWING OF 96F FIBRE.
1185 | WORK CHANGE ORDER | 630108053 | 0003 | 18.02.2021 | 1662725.02 | 31891028.10 | 33553753.12 | 0107 | FTTx IBD MUMB0107 Usha Sadan | 3294262 | BLOWING / PULLING-48 F | 700 | M - Meter | 10 | 7000 | PULLING/BLOWING OF OFC- 48 F INCLUDING ALL MATERIALS, LABOUR, TOOLS, TACKLES, ETC.. #
1186 | WORK CHANGE ORDER | 630108053 | 0003 | 18.02.2021 | 1662725.02 | 31891028.10 | 33553753.12 | 0107 | FTTx IBD MUMB0107 Usha Sadan | 3294264 | BLOWING / PULLING-12 F | 2000 | 2,000 | 7 | 14000 | PULLING/BLOWING OF OFC-12F INCLUDING ALL MATERIALS, LABOUR, TOOLS, TACKLES, ETC.. #
1187 | WORK CHANGE ORDER | 630108053 | 0003 | 18.02.2021 | 1662725.02 | 31891028.10 | 33553753.12 | 0107 | FTTx IBD MUMB0107 Usha Sadan | 3294265 | BLOWING / PULLING-6 F | 1000 | 1,000 | 5 | 5000 | PULLING/BLOWING OF OFC-6F INCLUDING ALL MATERIALS, LABOUR, TOOLS, TACKLES, ETC.. #
1188 | WORK CHANGE ORDER | 630108053 | 0003 | 18.02.2021 | 1662725.02 | 31891028.10 | 33553753.12 | 0107 | FTTx IBD MUMB0107 Usha Sadan | 3291570 | INSTLTN OF ACCESS CHAMBER 750X400X500 MM | 2 | 2 EA - each | 2328 | 4656 | INSTALLATION OF ACCESS CHAMBERS - SIZE - 750X400X500 MM DEEP.#INCLUDING COVER & LIFTING OF ACCESS CHAMBER-UPTO 50KMS INCLUDING HANDLING ,#EXCAVATION &
1189 | WORK CHANGE ORDER | 630108053 | 0003 | 18.02.2021 | 1662725.02 | 31891028.10 | 33553753.12 | 0107 | FTTx IBD MUMB0107 Usha Sadan | 3314518 | INST OF PULLING CHAMBER 400X400X500MM | 10 | 10 EA - each | 970 | 9700 | INSTALLATION OF PULLING CHAMBERS - SIZE - 400X400X500 MM DEEP ; INCLUDING COVER .#EXCAVATION & BACKFILLING OF PITS ETC AS PER DRAWINGS , SPECIFICATIONS#AND AS
1190 | WORK CHANGE ORDER | 630108053 | 0003 | 18.02.2021 | 1662725.02 | 31891028.10 | 33553753.12 | 0107 | FTTx IBD MUMB0107 Usha Sadan | 3294239 | CHRG;REINST,TRENCH,PCC-1:2:4,GRAVEL 20MM | 1 | 1 M3 - Cubic meter | 5335 | 5335 | CHARGES FOR REINSTATEMENT OF THE TRENCHES / PITS INCLUDING ALL MATERIALS , LABOUR, TOOLS TACKES ETC..BY PCC -1:2:4 GRAVEL SIZE - 20 MM & CURING FOR 7 DAYS. THIS ITEM
1191 | WORK CHANGE ORDER | 630108053 | 0003 | 18.02.2021 | 1662725.02 | 31891028.10 | 33553753.12 | 0107 | FTTx IBD MUMB0107 Usha Sadan | 3291785 | RSTRTN EXCVTD SURFACE- W/COLD BITUMEN | 10 | 10 M - Meter | 1000 | 10000 | CHARGES FOR RESTORATION OF THE EXCAVATED SURFACES USING THE COLD BITUMEN INCLUDING PROPER COMPACTION ETC. ALL COMPLETE INCLUDING ALL MATERIALS TOOLS TACKLES
1192 | WORK CHANGE ORDER | 630108053 | 0003 | 18.02.2021 | 1662725.02 | 31891028.10 | 33553753.12 | 0107 | FTTx IBD MUMB0107 Usha Sadan | 3291786 | RSTRTN EXCVTD SURFACES-W/ HOT BITUMEN | 10 | 10 M - Meter | 383 | 3830 | CHARGES FOR RESTORATION OF THE EXCAVATED SURFACES USING THE HOT BITUMEN INCLUDING PROPER COMPACTION ETC. ALL COMPLETE INCLUDING ALL MATERIALS TOOLS TACKLES
1193 | WORK CHANGE ORDER | 630108053 | 0003 | 18.02.2021 | 1662725.02 | 31891028.10 | 33553753.12 | 0107 | FTTx IBD MUMB0107 Usha Sadan | 3290664 | CHRG F/RESTORATN OF SURF ;W/EXT TILES | 30 | 30 M - Meter | 286 | 8580 | CHARGES FOR RESTORATION OF THE EXCAVATED SURFACES USING THE EXISTING TILES OVER 100 MM THICK CONCRETE BEDDING. THE COST TO INCLUDE THE COST OF THE TILES,
1194 | WORK CHANGE ORDER | 630108053 | 0003 | 18.02.2021 | 1662725.02 | 31891028.10 | 33553753.12 | 0107 | FTTx IBD MUMB0107 Usha Sadan | 3291784 | RSTRTN EXCVTD SURFACE-W/ PAVER BLOCK | 30 | 30 M - Meter | 631 | 18930 | CHARGES FOR RESTORATION OF THE EXCAVATED SURFACE USING NEW INTER LOCKING PAVER BLOCK OVER 100 MM THICK CONCRETE BEDDING. THE COST TO INCLUDE THE COST OF THE
1195 | WORK CHANGE ORDER | 630108053 | 0003 | 18.02.2021 | 1662725.02 | 31891028.10 | 33553753.12 | 0107 | FTTx IBD MUMB0107 Usha Sadan | 3291783 | RESTORATION OF EXCV SURFACE-W/KOTA STONE | 10 | 10 M - Meter | 550 | 5500 | CHARGES FOR RESTORATION OF THE EXCAVATED SURFACE USING NEW KOTA STONE OVER 100 MM THICK CONCRETE BEDDING. THE COST TO INCLUDE THE COST OF THE KOTA STONE ,
1196 | WORK CHANGE ORDER | 630108053 | 0003 | 18.02.2021 | 1662725.02 | 31891028.10 | 33553753.12 | 0107 | FTTx IBD MUMB0107 Usha Sadan | 3290665 | CHRG F/RESTORATN OF SURF ;W/CHEQUED TILE | 30 | 30 M - Meter | 419 | 12570 | CHARGES FOR RESTORATION OF THE EXCAVATED SURFACE USING NEW INTER CHEQUERED TILE OVER 100 MM THICK CONCRETE BEDDING. THE COST TO INCLUDE THE COST OF THE KOTA
1197 | WORK CHANGE ORDER | 630108053 | 0003 | 18.02.2021 | 1662725.02 | 31891028.10 | 33553753.12 | 0107 | FTTx IBD MUMB0107 Usha Sadan | 3171149 | S/FIXING PVC CONDUIT 25 MM | 1000 | 1,000 | 60 | 60000 | S/FIXING PVC CONDUIT 25MM
1198 | WORK CHANGE ORDER | 630108053 | 0003 | 18.02.2021 | 1662725.02 | 31891028.10 | 33553753.12 | 0107 | FTTx IBD MUMB0107 Usha Sadan | 3171151 | S/FIXING PVC CONDUIT 40 MM | 600 | M - Meter | 111 | 66600 | S/FIXING PVC CONDUIT 40 MM
1199 | WORK CHANGE ORDER | 630108053 | 0003 | 18.02.2021 | 1662725.02 | 31891028.10 | 33553753.12 | 0107 | FTTx IBD MUMB0107 Usha Sadan | 3318608 | S&I 25MM PVC CONDUIT USING SCAFFOLDING | 100 | 100M - Meter | 133 | 13300 | SUPPLY AND INSTALLATION OF 25MM OUTER DIA CONDUIT ON EXTERNAL WALL WITH THE HELP OF JHOOLA HOLDING INCLUDING MANPOWER, COUPLERS, BENDS, TEES, SADDLES, CLAMPS,
1200 | WORK CHANGE ORDER | 630108053 | 0003 | 18.02.2021 | 1662725.02 | 31891028.10 | 33553753.12 | 0107 | FTTx IBD MUMB0107 Usha Sadan | 3318609 | S&I 40MM PVC CONDUIT USING SCAFFOLDING | 100 | 100M - Meter | 188 | 18800 | SUPPLY AND INSTALLATION OF 40MM OUTER DIA CONDUIT ON EXTERNAL WALL WITH THE HELP OF JHOOLA HOLDING INCLUDING MANPOWER, COUPLERS, BENDS, TEES, SADDLES, CLAMPS,
1201 | WORK CHANGE ORDER | 630108053 | 0003 | 18.02.2021 | 1662725.02 | 31891028.10 | 33553753.12 | 0107 | FTTx IBD MUMB0107 Usha Sadan | 3206508 | SUP&LAY FLEX PVC CONDUIT DIA 25MM | 200 | M - Meter | 71 | 14200 | Supplying and laying of following sizes of flexible PVC conduit along with conduit accessories complete as required.
1202 | WORK CHANGE ORDER | 630108053 | 0003 | 18.02.2021 | 1662725.02 | 31891028.10 | 33553753.12 | 0107 | FTTx IBD MUMB0107 Usha Sadan | 3206510 | SUP&LAY FLEX PVC CONDUIT DIA 40MM | 150 | M - Meter | 116 | 17400 | Supplying and laying of following sizes of flexible PVC conduit along with conduit
1203 | WORK CHANGE ORDER | 630108053 | 0003 | 18.02.2021 | 1662725.02 | 31891028.10 | 33553753.12 | 0107 | FTTx IBD MUMB0107 Usha Sadan | 3318971 | S&I 25MM FLEXI PVC CONDUIT W/SCAFFOLDING | 100 | 100M - Meter | 144 | 14400 | SUPPLY AND INSTALLATION OF 25MM DIA REINFORCED FLEXIBLE CONDUIT ON EXTERNAL WALL WITH THE HELP OF JHOOLA HOLDING INCLUDING MANPOWER, COUPLERS, BENDS, TEES,
1204 | WORK CHANGE ORDER | 630108053 | 0003 | 18.02.2021 | 1662725.02 | 31891028.10 | 33553753.12 | 0107 | FTTx IBD MUMB0107 Usha Sadan | 3318972 | S&I 40MM FLEXI PVC CONDUIT W/SCAFFOLDING | 100 | 100M - Meter | 194 | 19400 | SUPPLY AND INSTALLATION OF 40MM DIA REINFORCED FLEXIBLE CONDUIT ON EXTERNAL WALL WITH THE HELP OF JHOOLA HOLDING INCLUDING MANPOWER, COUPLERS, BENDS, TEES,
1205 | WORK CHANGE ORDER | 630108053 | 0003 | 18.02.2021 | 1662725.02 | 31891028.10 | 33553753.12 | 0107 | FTTx IBD MUMB0107 Usha Sadan | 3319687 | P&F PVC JUNCTION BOX 40MM,4-WAY | 150 | EA - each | 30 | 4500 | CHARGES FOR SUPPLYING AND FIXING OF PVC JUNCTION BOX 40MM,FOUR WAY IN REQUIRED POSITION ALONG THE LINE OF PVC CONDUIT#
1206 | WORK CHANGE ORDER | 630108053 | 0003 | 18.02.2021 | 1662725.02 | 31891028.10 | 33553753.12 | 0107 | FTTx IBD MUMB0107 Usha Sadan | 3319688 | P&F PVC JUNCTION BOX 40MM,3-WAY | 150 | EA - each | 30 | 4500 | CHARGES FOR SUPPLYING AND FIXING OF PVC JUNCTION BOX 40MM,THREE WAY IN REQUIRED POSITION ALONG THE LINE OF PVC CONDUIT#
1207 | WORK CHANGE ORDER | 630108053 | 0003 | 18.02.2021 | 1662725.02 | 31891028.10 | 33553753.12 | 0107 | FTTx IBD MUMB0107 Usha Sadan | 3192918 | CHRG:S/F:PVC JUNCTION BOX 25MM,4-WAY | 150 | 150EA - each | 19 | 2850 | CHARGES FOR SUPPLYING AND FIXING OF PVC JUNCTION BOX
1208 | WORK CHANGE ORDER | 630108053 | 0003 | 18.02.2021 | 1662725.02 | 31891028.10 | 33553753.12 | 0107 | FTTx IBD MUMB0107 Usha Sadan | 3192917 | CHRG:S/F:PVC JUNCTION BOX 25MM,3-WAY | 150 | 150EA - each | 19 | 2850 | CHARGES FOR SUPPLYING AND FIXING OF PVC JUNCTION BOX
1209 | WORK CHANGE ORDER | 630108053 | 0003 | 18.02.2021 | 1662725.02 | 31891028.10 | 33553753.12 | 0107 | FTTx IBD MUMB0107 Usha Sadan | 3259755 | INSTALLATION OF FDC | 15 | EA - each | 49 | 735 | Installation of Fibre Distribution Cabinet
1210 | WORK CHANGE ORDER | 630108053 | 0003 | 18.02.2021 | 1662725.02 | 31891028.10 | 33553753.12 | 0107 | FTTx IBD MUMB0107 Usha Sadan | 3294022 | INSTALLATION OF FAT (WALL/POLE MOUNTED) | 50 | 50 EA - each | 49 | 2450 | INSTALLATION OF FIBRE ACCESS TERMINAL (WALL/POLE MOUNTED)#
1211 | WORK CHANGE ORDER | 630108053 | 0003 | 18.02.2021 | 1662725.02 | 31891028.10 | 33553753.12 | 0107 | FTTx IBD MUMB0107 Usha Sadan | 3293902 | INSTALLATION LEVEL 1 ( S1 ) SPLITTER | 20 | EA - each | 49 | 980 | INSTALLATION OF FREE ISSUED SPLITTER AT SUGGESTED LOCATION INCLUDING ALL MANPOWER, TOOLS TACKLES, HARDWARES ETC. COMPLETE AS PER THE DRG AND DIRECTION OF
1212 | WORK CHANGE ORDER | 630108053 | 0003 | 18.02.2021 | 1662725.02 | 31891028.10 | 33553753.12 | 0107 | FTTx IBD MUMB0107 Usha Sadan | 3293903 | INSTALLATION LEVEL 2 ( S2 ) SPLITTER | 160 | EA - each | 49 | 7840 | INSTALLATION OF FREE ISSUED SPLITTER AT SUGGESTED LOCATION INCLUDING ALL MANPOWER, TOOLS TACKLES, HARDWARES ETC. COMPLETE AS PER THE DRG AND DIRECTION OF
1213 | WORK CHANGE ORDER | 630108053 | 0003 | 18.02.2021 | 1662725.02 | 31891028.10 | 33553753.12 | 0107 | FTTx IBD MUMB0107 Usha Sadan | 3252601 | SPLICING,JOINTING & TERMINATION-48F | 500 | 500.000 NOS - No. | 112 | 56000 | CHARGES FOR SPLICING,JOINTING & TERMINATION OF 48F FIBRE.
1214 | WORK CHANGE ORDER | 630108053 | 0003 | 18.02.2021 | 1662725.02 | 31891028.10 | 33553753.12 | 0107 | FTTx IBD MUMB0107 Usha Sadan | 3252602 | SPLICING,JOINTING & TERMINATION-96F | 192 | 192.000 NOS - No. | 112 | 21504 | CHARGES FOR SPLICING,JOINTING & TERMINATION OF 96F FIBRE.
1215 | WORK CHANGE ORDER | 630108053 | 0003 | 18.02.2021 | 1662725.02 | 31891028.10 | 33553753.12 | 0107 | FTTx IBD MUMB0107 Usha Sadan | 3300512 | SPLICING & TERM OFC,FIXED COST/DAY | 10 | EA - each | 2425 | 24250 | OFC SPLICING&TERMINATION-FIXED COST/DAY#JOB INVOLVES: 1) SPLICING & TERMINATION OF OFC CABLE AS DIRECTED BY EIC. 2) ALL TOOLS AND TACKLES, PPES, CONSUMABLES ARE IN
1216 | WORK CHANGE ORDER | 630108053 | 0003 | 18.02.2021 | 1662725.02 | 31891028.10 | 33553753.12 | 0107 | FTTx IBD MUMB0107 Usha Sadan | 3098777 | A11102-SELF ADHESIVE LABELS | 400 | 400.000 | 10 | 4000 | 420
1217 | WORK CHANGE ORDER | 630108053 | 0003 | 18.02.2021 | 1662725.02 | 31891028.10 | 33553753.12 | 0107 | FTTx IBD MUMB0107 Usha Sadan | 3295194 | PREPARATION OF AS BUILT DRAWINGS SBP | 15 | 15 EA - each | 194 | 2910 | AS-BUILT DRAWING FOR ALL WORKS PERFORMED AS PER SCOPE
1218 | WORK CHANGE ORDER | 630108053 | 0003 | 18.02.2021 | 1662725.02 | 31891028.10 | 33553753.12 | 0107 | FTTx IBD MUMB0107 Usha Sadan | 3111341 | DISPOSAL OF WASTE MATERIALS DEBRIS ETC. | 15 | 15.000 NOS - No. | 679 | 10185 | Collection & disposal of various kinds of unwanted materials / debris
1219 | WORK CHANGE ORDER | 630108053 | 0003 | 18.02.2021 | 1662725.02 | 31891028.10 | 33553753.12 | 0107 | FTTx IBD MUMB0107 Usha Sadan | 3295891 | MATERIAL STORAGE & SECONDARY TRNSPT | 15 | 15 EA - each | 485 | 7275 | STORAGE AND SECONDARY TRANSPORTATION OF FIM MATERIAL TO BUILDINGS, TO BE CALCULATED PER BUILDING#
1220 | WORK CHANGE ORDER | 630108053 | 0003 | 18.02.2021 | 1662725.02 | 31891028.10 | 33553753.12 | 0107 | FTTx IBD MUMB0107 Usha Sadan | 3295897 | CHRG: PRE EXECUTION BUILDING SURVEY | 15 | 15 EA - each | 290 | 4350 | PRE EXECUTION BUILDING SURVEY:#THIS IS BUILDING SURVEY BEFORE DEPLOYMENT INSIDE BUILDING DEPLOYMENT/CONSTRUCTION INCLUDES LAYING OF CONDUITS AND OTHER ODN
1221 | WORK CHANGE ORDER | 630108053 | 0003 | 18.02.2021 | 1662725.02 | 31891028.10 | 33553753.12 | 0107 | FTTx IBD MUMB0107 Usha Sadan | 3318382 | CHRG DRILLING OF HOLE 25MM IN BRICK WALL | 50 | 50 EA - each | 82 | 4100 | CHARGES FOR DRILLING HOLES OF DIAMETER 25MM IN BRICK WALL WITH PROPER DRILL MACHINE AND REINSTATEMENT AFTER CONDUITING TO ENSURE WATER PROOFING OF HOLE.#
1222 | WORK CHANGE ORDER | 630108053 | 0003 | 18.02.2021 | 1662725.02 | 31891028.10 | 33553753.12 | 0107 | FTTx IBD MUMB0107 Usha Sadan | 3318381 | CHRG DRILLING OF HOLE 40MM IN BRICK WALL | 50 | 50 EA - each | 131 | 6550 | CHARGES FOR DRILLING HOLES OF DIAMETER 40MM IN BRICK WALL WITH PROPER DRILL MACHINE AND REINSTATEMENT AFTER CONDUITING TO ENSURE WATER PROOFING OF HOLE.#
1223 | WORK CHANGE ORDER | 630108053 | 0003 | 18.02.2021 | 1662725.02 | 31891028.10 | 33553753.12 | 0107 | FTTx IBD MUMB0107 Usha Sadan | 3318200 | CHRG DRILLING OF HOLE 25MM DIA IN RCC | 50 | 50 EA - each | 131 | 6550 | CHARGES FOR DRILLING HOLES OF DIAMETER 25MM IN RCC WITH PROPER DRILL MACHINE AND REINSTATEMENT AFTER CONDUITING TO ENSURE WATER PROOFING OF HOLE.#
1224 | WORK CHANGE ORDER | 630108053 | 0003 | 18.02.2021 | 1662725.02 | 31891028.10 | 33553753.12 | 0107 | FTTx IBD MUMB0107 Usha Sadan | 3297469 | CHRG:DRILLING OF HOLE 40MM DIA IN RCC | 50 | 50 EA - each | 165 | 8250 | CHARGES FOR DRILLING HOLES OF DIAMETER ~40MM IN RCC WITH PROPER DRILL MACHINE AND REINSTATEMENT AFTER CONDUITING TO ENSURE WATER PROOFING OF HOLE.
1225 | WORK CHANGE ORDER | 630108053 | 0003 | 18.02.2021 | 1662725.02 | 31891028.10 | 33553753.12 | 0107 | FTTx IBD MUMB0107 Usha Sadan | 3319692 | S&I SIMPLEX PLUG,F/40MM HDPE DUCT | 60 | EA - each | 49 | 2940 | CHARGES FOR SUPPLYING AND FIXING OF SIMPLEX PLUG FOR 40 MM HDPE DUCT#
1226 | WORK CHANGE ORDER | 630108053 | 0003 | 18.02.2021 | 1662725.02 | 31891028.10 | 33553753.12 | 0110 | FTTx IBD MUMB0110 RPL House | 3293883 | CHRG;SHALLOW TRENCH 40 OR 48MM 7WAY DUCT | 50 | 50 M - Meter | 160 | 8000 | EXCAVATION OF SHALLOW TRENCHES MANUALLY/CHIPPING/SLITTING UPTO A DEPTH OF 300 MM, WIDE UP TO 100 MM IN ASPHALT / CONCRETE / TILED SURFACE, LAYING 1 X 40 MM / 1 X 7
1227 | WORK CHANGE ORDER | 630108053 | 0003 | 18.02.2021 | 1662725.02 | 31891028.10 | 33553753.12 | 0110 | FTTx IBD MUMB0110 RPL House | 3314515 | CHRG:SHALLOW TREN 40MM DUCT W/2 NOS | 50 | 50 M - Meter | 160 | 8000 | EXCAVATION OF SHALLOW TRENCHES MANUALLY/CHIPPING/SLITTING IN ASPHALT / CONCRETE / TILED SURFACE, LAYING 2 NOS 40 MM DUCT AND FILLING THE COMPLETE DEPTH, INCLUDING
1228 | WORK CHANGE ORDER | 630108053 | 0003 | 18.02.2021 | 1662725.02 | 31891028.10 | 33553753.12 | 0110 | FTTx IBD MUMB0110 RPL House | 3293878 | CHRG;CLAMPING-1X40MM/1X7WAY MICRO DUCT | 100 | 100M - Meter | 49 | 4900 | CLAMPING OF THE DUCTS 1 X 40 MM / 1 X 7 WAY MICRO DUCT ( 48 MM OD ) ALONG THE WALL WITH THE HELP OF CLAMPING AT EVERY 1 M C/C#
1229 | WORK CHANGE ORDER | 630108053 | 0003 | 18.02.2021 | 1662725.02 | 31891028.10 | 33553753.12 | 0110 | FTTx IBD MUMB0110 RPL House | 3292713 | CHRGS FOR TRANS&INST OF ADSS CABLE-96F | 500 | 500M - Meter | 40 | 20000 | CHARGES FOR TRANSPORTATION & INSTALLATION OF ADSS CABLE- EIC - 96F#
1230 | WORK CHANGE ORDER | 630108053 | 0003 | 18.02.2021 | 1662725.02 | 31891028.10 | 33553753.12 | 0110 | FTTx IBD MUMB0110 RPL House | 3294064 | INSTALLATION 48 F ADSS / FIG 8 CABLE | 1000 | 1,000 | 34 | 34000 | INSTALLATION OF THE AERIAL CABLE (48 F ADSS / FIG 8 ) ALONG WITH THE ACCESSORIES. RATE INCLUDES SURVEY COST AND LOCAL LIASIONING CHARGES.
1231 | WORK CHANGE ORDER | 630108053 | 0003 | 18.02.2021 | 1662725.02 | 31891028.10 | 33553753.12 | 0110 | FTTx IBD MUMB0110 RPL House | 3294065 | INSTALLATION12F ADSS / FIG 8 CABLE | 1500 | 1,500 | 24 | 36000 | INSTALLATION OF THE AERIAL CABLE (12 F ADSS / FIG 8 ) ALONG WITH THE ACCESSORIES. RATE INCLUDES SURVEY COST AND LOCAL LIASIONING CHARGES.
1232 | WORK CHANGE ORDER | 630108053 | 0003 | 18.02.2021 | 1662725.02 | 31891028.10 | 33553753.12 | 0110 | FTTx IBD MUMB0110 RPL House | 3294710 | INSTALLATION 6F ADSS / FIG 8 CABLE | 500 | M - Meter | 19 | 9500 | INSTALLATION OF THE AERIAL CABLE (6 F ADSS / FIG 8 ) ALONG WITH THE ACCESSORIES. RATE INCLUDES SURVEY COST AND LOCAL LIASIONING CHARGES. #
1233 | WORK CHANGE ORDER | 630108053 | 0003 | 18.02.2021 | 1662725.02 | 31891028.10 | 33553753.12 | 0110 | FTTx IBD MUMB0110 RPL House | 3252599 | BLOWING OF 96F | 500 | M - Meter | 15 | 7500 | CHARGES FOR BLOWING OF 96F FIBRE.
1234 | WORK CHANGE ORDER | 630108053 | 0003 | 18.02.2021 | 1662725.02 | 31891028.10 | 33553753.12 | 0110 | FTTx IBD MUMB0110 RPL House | 3294262 | BLOWING / PULLING-48 F | 700 | M - Meter | 10 | 7000 | PULLING/BLOWING OF OFC- 48 F INCLUDING ALL MATERIALS, LABOUR, TOOLS, TACKLES, ETC.. #
1235 | WORK CHANGE ORDER | 630108053 | 0003 | 18.02.2021 | 1662725.02 | 31891028.10 | 33553753.12 | 0110 | FTTx IBD MUMB0110 RPL House | 3294264 | BLOWING / PULLING-12 F | 2000 | 2,000 | 7 | 14000 | PULLING/BLOWING OF OFC-12F INCLUDING ALL MATERIALS, LABOUR, TOOLS, TACKLES, ETC.. #
1236 | WORK CHANGE ORDER | 630108053 | 0003 | 18.02.2021 | 1662725.02 | 31891028.10 | 33553753.12 | 0110 | FTTx IBD MUMB0110 RPL House | 3294265 | BLOWING / PULLING-6 F | 1000 | 1,000 | 5 | 5000 | PULLING/BLOWING OF OFC-6F INCLUDING ALL MATERIALS, LABOUR, TOOLS, TACKLES, ETC.. #
1237 | WORK CHANGE ORDER | 630108053 | 0003 | 18.02.2021 | 1662725.02 | 31891028.10 | 33553753.12 | 0110 | FTTx IBD MUMB0110 RPL House | 3291570 | INSTLTN OF ACCESS CHAMBER 750X400X500 MM | 2 | 2 EA - each | 2328 | 4656 | INSTALLATION OF ACCESS CHAMBERS - SIZE - 750X400X500 MM DEEP.#INCLUDING COVER & LIFTING OF ACCESS CHAMBER-UPTO 50KMS INCLUDING HANDLING ,#EXCAVATION &
1238 | WORK CHANGE ORDER | 630108053 | 0003 | 18.02.2021 | 1662725.02 | 31891028.10 | 33553753.12 | 0110 | FTTx IBD MUMB0110 RPL House | 3314518 | INST OF PULLING CHAMBER 400X400X500MM | 10 | 10 EA - each | 970 | 9700 | INSTALLATION OF PULLING CHAMBERS - SIZE - 400X400X500 MM DEEP ; INCLUDING COVER .#EXCAVATION & BACKFILLING OF PITS ETC AS PER DRAWINGS , SPECIFICATIONS#AND AS
1239 | WORK CHANGE ORDER | 630108053 | 0003 | 18.02.2021 | 1662725.02 | 31891028.10 | 33553753.12 | 0110 | FTTx IBD MUMB0110 RPL House | 3294239 | CHRG;REINST,TRENCH,PCC-1:2:4,GRAVEL 20MM | 1 | 1 M3 - Cubic meter | 5335 | 5335 | CHARGES FOR REINSTATEMENT OF THE TRENCHES / PITS INCLUDING ALL MATERIALS , LABOUR, TOOLS TACKES ETC..BY PCC -1:2:4 GRAVEL SIZE - 20 MM & CURING FOR 7 DAYS. THIS ITEM
1240 | WORK CHANGE ORDER | 630108053 | 0003 | 18.02.2021 | 1662725.02 | 31891028.10 | 33553753.12 | 0110 | FTTx IBD MUMB0110 RPL House | 3291785 | RSTRTN EXCVTD SURFACE- W/COLD BITUMEN | 10 | 10 M - Meter | 1000 | 10000 | CHARGES FOR RESTORATION OF THE EXCAVATED SURFACES USING THE COLD BITUMEN INCLUDING PROPER COMPACTION ETC. ALL COMPLETE INCLUDING ALL MATERIALS TOOLS TACKLES
1241 | WORK CHANGE ORDER | 630108053 | 0003 | 18.02.2021 | 1662725.02 | 31891028.10 | 33553753.12 | 0110 | FTTx IBD MUMB0110 RPL House | 3291786 | RSTRTN EXCVTD SURFACES-W/ HOT BITUMEN | 10 | 10 M - Meter | 383 | 3830 | CHARGES FOR RESTORATION OF THE EXCAVATED SURFACES USING THE HOT BITUMEN INCLUDING PROPER COMPACTION ETC. ALL COMPLETE INCLUDING ALL MATERIALS TOOLS TACKLES
1242 | WORK CHANGE ORDER | 630108053 | 0003 | 18.02.2021 | 1662725.02 | 31891028.10 | 33553753.12 | 0110 | FTTx IBD MUMB0110 RPL House | 3290664 | CHRG F/RESTORATN OF SURF ;W/EXT TILES | 30 | 30 M - Meter | 286 | 8580 | CHARGES FOR RESTORATION OF THE EXCAVATED SURFACES USING THE EXISTING TILES OVER 100 MM THICK CONCRETE BEDDING. THE COST TO INCLUDE THE COST OF THE TILES,
1243 | WORK CHANGE ORDER | 630108053 | 0003 | 18.02.2021 | 1662725.02 | 31891028.10 | 33553753.12 | 0110 | FTTx IBD MUMB0110 RPL House | 3291784 | RSTRTN EXCVTD SURFACE-W/ PAVER BLOCK | 30 | 30 M - Meter | 631 | 18930 | CHARGES FOR RESTORATION OF THE EXCAVATED SURFACE USING NEW INTER LOCKING PAVER BLOCK OVER 100 MM THICK CONCRETE BEDDING. THE COST TO INCLUDE THE COST OF THE
1244 | WORK CHANGE ORDER | 630108053 | 0003 | 18.02.2021 | 1662725.02 | 31891028.10 | 33553753.12 | 0110 | FTTx IBD MUMB0110 RPL House | 3291783 | RESTORATION OF EXCV SURFACE-W/KOTA STONE | 10 | 10 M - Meter | 550 | 5500 | CHARGES FOR RESTORATION OF THE EXCAVATED SURFACE USING NEW KOTA STONE OVER 100 MM THICK CONCRETE BEDDING. THE COST TO INCLUDE THE COST OF THE KOTA STONE ,
1245 | WORK CHANGE ORDER | 630108053 | 0003 | 18.02.2021 | 1662725.02 | 31891028.10 | 33553753.12 | 0110 | FTTx IBD MUMB0110 RPL House | 3290665 | CHRG F/RESTORATN OF SURF ;W/CHEQUED TILE | 30 | 30 M - Meter | 419 | 12570 | CHARGES FOR RESTORATION OF THE EXCAVATED SURFACE USING NEW INTER CHEQUERED TILE OVER 100 MM THICK CONCRETE BEDDING. THE COST TO INCLUDE THE COST OF THE KOTA
1246 | WORK CHANGE ORDER | 630108053 | 0003 | 18.02.2021 | 1662725.02 | 31891028.10 | 33553753.12 | 0110 | FTTx IBD MUMB0110 RPL House | 3171149 | S/FIXING PVC CONDUIT 25 MM | 1000 | 1,000 | 60 | 60000 | S/FIXING PVC CONDUIT 25MM
1247 | WORK CHANGE ORDER | 630108053 | 0003 | 18.02.2021 | 1662725.02 | 31891028.10 | 33553753.12 | 0110 | FTTx IBD MUMB0110 RPL House | 3171151 | S/FIXING PVC CONDUIT 40 MM | 600 | M - Meter | 111 | 66600 | S/FIXING PVC CONDUIT 40 MM
1248 | WORK CHANGE ORDER | 630108053 | 0003 | 18.02.2021 | 1662725.02 | 31891028.10 | 33553753.12 | 0110 | FTTx IBD MUMB0110 RPL House | 3318608 | S&I 25MM PVC CONDUIT USING SCAFFOLDING | 100 | 100M - Meter | 133 | 13300 | SUPPLY AND INSTALLATION OF 25MM OUTER DIA CONDUIT ON EXTERNAL WALL WITH THE HELP OF JHOOLA HOLDING
1249 | WORK CHANGE ORDER | 630108053 | 0003 | 18.02.2021 | 1662725.02 | 31891028.10 | 33553753.12 | 0110 | FTTx IBD MUMB0110 RPL House | 3318609 | S&I 40MM PVC CONDUIT USING SCAFFOLDING | 100 | 100M - Meter | 188 | 18800 | SUPPLY AND INSTALLATION OF 40MM OUTER DIA CONDUIT ON EXTERNAL WALL WITH THE HELP OF JHOOLA HOLDING INCLUDING MANPOWER, COUPLERS, BENDS, TEES, SADDLES, CLAMPS,
1250 | WORK CHANGE ORDER | 630108053 | 0003 | 18.02.2021 | 1662725.02 | 31891028.10 | 33553753.12 | 0110 | FTTx IBD MUMB0110 RPL House | 3206508 | SUP&LAY FLEX PVC CONDUIT DIA 25MM | 200 | M - Meter | 71 | 14200 | Supplying and laying of following sizes of flexible PVC conduit along with conduit accessories complete as required.
1251 | WORK CHANGE ORDER | 630108053 | 0003 | 18.02.2021 | 1662725.02 | 31891028.10 | 33553753.12 | 0110 | FTTx IBD MUMB0110 RPL House | 3206510 | SUP&LAY FLEX PVC CONDUIT DIA 40MM | 150 | M - Meter | 116 | 17400 | Supplying and laying of following sizes of flexible PVC conduit along with conduit
1252 | WORK CHANGE ORDER | 630108053 | 0003 | 18.02.2021 | 1662725.02 | 31891028.10 | 33553753.12 | 0110 | FTTx IBD MUMB0110 RPL House | 3318971 | S&I 25MM FLEXI PVC CONDUIT W/SCAFFOLDING | 100 | 100M - Meter | 144 | 14400 | SUPPLY AND INSTALLATION OF 25MM DIA REINFORCED FLEXIBLE CONDUIT ON EXTERNAL WALL WITH THE HELP OF JHOOLA HOLDING INCLUDING MANPOWER, COUPLERS, BENDS, TEES,
1253 | WORK CHANGE ORDER | 630108053 | 0003 | 18.02.2021 | 1662725.02 | 31891028.10 | 33553753.12 | 0110 | FTTx IBD MUMB0110 RPL House | 3318972 | S&I 40MM FLEXI PVC CONDUIT W/SCAFFOLDING | 100 | 100M - Meter | 194 | 19400 | SUPPLY AND INSTALLATION OF 40MM DIA REINFORCED FLEXIBLE CONDUIT ON EXTERNAL WALL WITH THE HELP OF JHOOLA HOLDING INCLUDING MANPOWER, COUPLERS, BENDS, TEES,
1254 | WORK CHANGE ORDER | 630108053 | 0003 | 18.02.2021 | 1662725.02 | 31891028.10 | 33553753.12 | 0110 | FTTx IBD MUMB0110 RPL House | 3319687 | P&F PVC JUNCTION BOX 40MM,4-WAY | 150 | EA - each | 30 | 4500 | CHARGES FOR SUPPLYING AND FIXING OF PVC JUNCTION BOX 40MM,FOUR WAY IN REQUIRED POSITION ALONG THE LINE OF PVC CONDUIT#
1255 | WORK CHANGE ORDER | 630108053 | 0003 | 18.02.2021 | 1662725.02 | 31891028.10 | 33553753.12 | 0110 | FTTx IBD MUMB0110 RPL House | 3319688 | P&F PVC JUNCTION BOX 40MM,3-WAY | 150 | EA - each | 30 | 4500 | CHARGES FOR SUPPLYING AND FIXING OF PVC JUNCTION BOX 40MM,THREE WAY IN REQUIRED POSITION ALONG THE LINE OF PVC CONDUIT#
1256 | WORK CHANGE ORDER | 630108053 | 0003 | 18.02.2021 | 1662725.02 | 31891028.10 | 33553753.12 | 0110 | FTTx IBD MUMB0110 RPL House | 3192918 | CHRG:S/F:PVC JUNCTION BOX 25MM,4-WAY | 150 | 150EA - each | 19 | 2850 | CHARGES FOR SUPPLYING AND FIXING OF PVC JUNCTION BOX
1257 | WORK CHANGE ORDER | 630108053 | 0003 | 18.02.2021 | 1662725.02 | 31891028.10 | 33553753.12 | 0110 | FTTx IBD MUMB0110 RPL House | 3192917 | CHRG:S/F:PVC JUNCTION BOX 25MM,3-WAY | 150 | 150EA - each | 19 | 2850 | CHARGES FOR SUPPLYING AND FIXING OF PVC JUNCTION BOX
1258 | WORK CHANGE ORDER | 630108053 | 0003 | 18.02.2021 | 1662725.02 | 31891028.10 | 33553753.12 | 0110 | FTTx IBD MUMB0110 RPL House | 3259755 | INSTALLATION OF FDC | 15 | EA - each | 49 | 735 | Installation of Fibre Distribution Cabinet
1259 | WORK CHANGE ORDER | 630108053 | 0003 | 18.02.2021 | 1662725.02 | 31891028.10 | 33553753.12 | 0110 | FTTx IBD MUMB0110 RPL House | 3294022 | INSTALLATION OF FAT (WALL/POLE MOUNTED) | 50 | 50 EA - each | 49 | 2450 | INSTALLATION OF FIBRE ACCESS TERMINAL (WALL/POLE MOUNTED)#
1260 | WORK CHANGE ORDER | 630108053 | 0003 | 18.02.2021 | 1662725.02 | 31891028.10 | 33553753.12 | 0110 | FTTx IBD MUMB0110 RPL House | 3293902 | INSTALLATION LEVEL 1 ( S1 ) SPLITTER | 20 | EA - each | 49 | 980 | INSTALLATION OF FREE ISSUED SPLITTER AT SUGGESTED LOCATION INCLUDING ALL MANPOWER, TOOLS TACKLES, HARDWARES ETC. COMPLETE AS PER THE DRG AND DIRECTION OF
1261 | WORK CHANGE ORDER | 630108053 | 0003 | 18.02.2021 | 1662725.02 | 31891028.10 | 33553753.12 | 0110 | FTTx IBD MUMB0110 RPL House | 3293903 | INSTALLATION LEVEL 2 ( S2 ) SPLITTER | 160 | EA - each | 49 | 7840 | INSTALLATION OF FREE ISSUED SPLITTER AT SUGGESTED LOCATION INCLUDING ALL MANPOWER, TOOLS TACKLES, HARDWARES ETC. COMPLETE AS PER THE DRG AND DIRECTION OF
1262 | WORK CHANGE ORDER | 630108053 | 0003 | 18.02.2021 | 1662725.02 | 31891028.10 | 33553753.12 | 0110 | FTTx IBD MUMB0110 RPL House | 3252601 | SPLICING,JOINTING & TERMINATION-48F | 500 | 500.000 NOS - No. | 112 | 56000 | CHARGES FOR SPLICING,JOINTING & TERMINATION OF 48F FIBRE.
1263 | WORK CHANGE ORDER | 630108053 | 0003 | 18.02.2021 | 1662725.02 | 31891028.10 | 33553753.12 | 0110 | FTTx IBD MUMB0110 RPL House | 3252602 | SPLICING,JOINTING & TERMINATION-96F | 192 | 192.000 NOS - No. | 112 | 21504 | CHARGES FOR SPLICING,JOINTING & TERMINATION OF 96F FIBRE.
1264 | WORK CHANGE ORDER | 630108053 | 0003 | 18.02.2021 | 1662725.02 | 31891028.10 | 33553753.12 | 0110 | FTTx IBD MUMB0110 RPL House | 3300512 | SPLICING & TERM OFC,FIXED COST/DAY | 10 | EA - each | 2425 | 24250 | OFC SPLICING&TERMINATION-FIXED COST/DAY#JOB INVOLVES: 1) SPLICING & TERMINATION OF OFC CABLE AS DIRECTED BY EIC. 2) ALL TOOLS AND TACKLES, PPES, CONSUMABLES ARE IN
1265 | WORK CHANGE ORDER | 630108053 | 0003 | 18.02.2021 | 1662725.02 | 31891028.10 | 33553753.12 | 0110 | FTTx IBD MUMB0110 RPL House | 3098777 | A11102-SELF ADHESIVE LABELS | 400 | 400.000 | 10 | 4000 | 420
1266 | WORK CHANGE ORDER | 630108053 | 0003 | 18.02.2021 | 1662725.02 | 31891028.10 | 33553753.12 | 0110 | FTTx IBD MUMB0110 RPL House | 3295194 | PREPARATION OF AS BUILT DRAWINGS SBP | 15 | 15 EA - each | 194 | 2910 | AS-BUILT DRAWING FOR ALL WORKS PERFORMED AS PER SCOPE
1267 | WORK CHANGE ORDER | 630108053 | 0003 | 18.02.2021 | 1662725.02 | 31891028.10 | 33553753.12 | 0110 | FTTx IBD MUMB0110 RPL House | 3111341 | DISPOSAL OF WASTE MATERIALS DEBRIS ETC. | 15 | 15.000 NOS - No. | 679 | 10185 | Collection & disposal of various kinds of unwanted materials / debris
1268 | WORK CHANGE ORDER | 630108053 | 0003 | 18.02.2021 | 1662725.02 | 31891028.10 | 33553753.12 | 0110 | FTTx IBD MUMB0110 RPL House | 3295891 | MATERIAL STORAGE & SECONDARY TRNSPT | 15 | 15 EA - each | 485 | 7275 | STORAGE AND SECONDARY TRANSPORTATION OF FIM MATERIAL TO BUILDINGS, TO BE CALCULATED PER BUILDING#
1269 | WORK CHANGE ORDER | 630108053 | 0003 | 18.02.2021 | 1662725.02 | 31891028.10 | 33553753.12 | 0110 | FTTx IBD MUMB0110 RPL House | 3295897 | CHRG: PRE EXECUTION BUILDING SURVEY | 15 | 15 EA - each | 290 | 4350 | PRE EXECUTION BUILDING SURVEY:#THIS IS BUILDING SURVEY BEFORE DEPLOYMENT INSIDE BUILDING DEPLOYMENT/CONSTRUCTION INCLUDES LAYING OF CONDUITS AND OTHER ODN
1270 | WORK CHANGE ORDER | 630108053 | 0003 | 18.02.2021 | 1662725.02 | 31891028.10 | 33553753.12 | 0110 | FTTx IBD MUMB0110 RPL House | 3318382 | CHRG DRILLING OF HOLE 25MM IN BRICK WALL | 50 | 50 EA - each | 82 | 4100 | CHARGES FOR DRILLING HOLES OF DIAMETER 25MM IN BRICK WALL WITH PROPER DRILL MACHINE AND REINSTATEMENT AFTER CONDUITING TO ENSURE WATER PROOFING OF HOLE.#
1271 | WORK CHANGE ORDER | 630108053 | 0003 | 18.02.2021 | 1662725.02 | 31891028.10 | 33553753.12 | 0110 | FTTx IBD MUMB0110 RPL House | 3318381 | CHRG DRILLING OF HOLE 40MM IN BRICK WALL | 50 | 50 EA - each | 131 | 6550 | CHARGES FOR DRILLING HOLES OF DIAMETER 40MM IN BRICK WALL WITH PROPER DRILL MACHINE AND REINSTATEMENT AFTER CONDUITING TO ENSURE WATER PROOFING OF HOLE.#
1272 | WORK CHANGE ORDER | 630108053 | 0003 | 18.02.2021 | 1662725.02 | 31891028.10 | 33553753.12 | 0110 | FTTx IBD MUMB0110 RPL House | 3318200 | CHRG DRILLING OF HOLE 25MM DIA IN RCC | 50 | 50 EA - each | 131 | 6550 | CHARGES FOR DRILLING HOLES OF DIAMETER 25MM IN RCC WITH PROPER DRILL MACHINE AND REINSTATEMENT AFTER CONDUITING TO ENSURE WATER PROOFING OF HOLE.#
1273 | WORK CHANGE ORDER | 630108053 | 0003 | 18.02.2021 | 1662725.02 | 31891028.10 | 33553753.12 | 0110 | FTTx IBD MUMB0110 RPL House | 3297469 | CHRG:DRILLING OF HOLE 40MM DIA IN RCC | 50 | 50 EA - each | 165 | 8250 | CHARGES FOR DRILLING HOLES OF DIAMETER ~40MM IN RCC WITH PROPER DRILL MACHINE AND REINSTATEMENT AFTER CONDUITING TO ENSURE WATER PROOFING OF HOLE.
1274 | WORK CHANGE ORDER | 630108053 | 0003 | 18.02.2021 | 1662725.02 | 31891028.10 | 33553753.12 | 0110 | FTTx IBD MUMB0110 RPL House | 3319692 | S&I SIMPLEX PLUG,F/40MM HDPE DUCT | 60 | EA - each | 49 | 2940 | CHARGES FOR SUPPLYING AND FIXING OF SIMPLEX PLUG FOR 40 MM HDPE DUCT#
1275 | WORK CHANGE ORDER | 630108053 | 0003 | 18.02.2021 | 1662725.02 | 31891028.10 | 33553753.12 | 0116 | FTTx IBD MUMB0116 Hotel Supreme | 3293883 | CHRG;SHALLOW TRENCH 40 OR 48MM 7WAY DUCT | 50 | 50 M - Meter | 160 | 8000 | EXCAVATION OF SHALLOW TRENCHES MANUALLY/CHIPPING/SLITTING UPTO A DEPTH OF 300 MM, WIDE UP TO 100 MM IN ASPHALT / CONCRETE / TILED SURFACE, LAYING 1 X 40 MM / 1 X 7
1276 | WORK CHANGE ORDER | 630108053 | 0003 | 18.02.2021 | 1662725.02 | 31891028.10 | 33553753.12 | 0116 | FTTx IBD MUMB0116 Hotel Supreme | 3314515 | CHRG:SHALLOW TREN 40MM DUCT W/2 NOS | 50 | 50 M - Meter | 160 | 8000 | EXCAVATION OF SHALLOW TRENCHES MANUALLY/CHIPPING/SLITTING IN ASPHALT / CONCRETE / TILED SURFACE, LAYING 2 NOS 40 MM DUCT AND FILLING THE COMPLETE DEPTH, INCLUDING
1277 | WORK CHANGE ORDER | 630108053 | 0003 | 18.02.2021 | 1662725.02 | 31891028.10 | 33553753.12 | 0116 | FTTx IBD MUMB0116 Hotel Supreme | 3293878 | CHRG;CLAMPING-1X40MM/1X7WAY MICRO DUCT | 100 | 100M - Meter | 49 | 4900 | CLAMPING OF THE DUCTS 1 X 40 MM / 1 X 7 WAY MICRO DUCT ( 48 MM OD ) ALONG THE WALL WITH THE HELP OF CLAMPING AT EVERY 1 M C/C#
1278 | WORK CHANGE ORDER | 630108053 | 0003 | 18.02.2021 | 1662725.02 | 31891028.10 | 33553753.12 | 0116 | FTTx IBD MUMB0116 Hotel Supreme | 3292713 | CHRGS FOR TRANS&INST OF ADSS CABLE-96F | 500 | 500M - Meter | 40 | 20000 | CHARGES FOR TRANSPORTATION & INSTALLATION OF ADSS CABLE- EIC - 96F#
1279 | WORK CHANGE ORDER | 630108053 | 0003 | 18.02.2021 | 1662725.02 | 31891028.10 | 33553753.12 | 0116 | FTTx IBD MUMB0116 Hotel Supreme | 3294064 | INSTALLATION 48 F ADSS / FIG 8 CABLE | 1000 | 1,000 | 34 | 34000 | INSTALLATION OF THE AERIAL CABLE (48 F ADSS / FIG 8 ) ALONG WITH THE ACCESSORIES. RATE INCLUDES SURVEY COST AND LOCAL LIASIONING CHARGES.
1280 | WORK CHANGE ORDER | 630108053 | 0003 | 18.02.2021 | 1662725.02 | 31891028.10 | 33553753.12 | 0116 | FTTx IBD MUMB0116 Hotel Supreme | 3294065 | INSTALLATION12F ADSS / FIG 8 CABLE | 1500 | 1,500 | 24 | 36000 | INSTALLATION OF THE AERIAL CABLE (12 F ADSS / FIG 8 ) ALONG WITH THE ACCESSORIES. RATE INCLUDES SURVEY COST AND LOCAL LIASIONING CHARGES.
1281 | WORK CHANGE ORDER | 630108053 | 0003 | 18.02.2021 | 1662725.02 | 31891028.10 | 33553753.12 | 0116 | FTTx IBD MUMB0116 Hotel Supreme | 3294710 | INSTALLATION 6F ADSS / FIG 8 CABLE | 500 | M - Meter | 19 | 9500 | INSTALLATION OF THE AERIAL CABLE (6 F ADSS / FIG 8 ) ALONG WITH THE ACCESSORIES. RATE INCLUDES SURVEY COST AND LOCAL LIASIONING CHARGES. #
1282 | WORK CHANGE ORDER | 630108053 | 0003 | 18.02.2021 | 1662725.02 | 31891028.10 | 33553753.12 | 0116 | FTTx IBD MUMB0116 Hotel Supreme | 3252599 | BLOWING OF 96F | 500 | M - Meter | 15 | 7500 | CHARGES FOR BLOWING OF 96F FIBRE.
1283 | WORK CHANGE ORDER | 630108053 | 0003 | 18.02.2021 | 1662725.02 | 31891028.10 | 33553753.12 | 0116 | FTTx IBD MUMB0116 Hotel Supreme | 3294262 | BLOWING / PULLING-48 F | 700 | M - Meter | 10 | 7000 | PULLING/BLOWING OF OFC- 48 F INCLUDING ALL MATERIALS, LABOUR, TOOLS, TACKLES, ETC.. #
1284 | WORK CHANGE ORDER | 630108053 | 0003 | 18.02.2021 | 1662725.02 | 31891028.10 | 33553753.12 | 0116 | FTTx IBD MUMB0116 Hotel Supreme | 3294264 | BLOWING / PULLING-12 F | 2000 | 2,000 | 7 | 14000 | PULLING/BLOWING OF OFC-12F INCLUDING ALL MATERIALS, LABOUR, TOOLS, TACKLES, ETC.. #
1285 | WORK CHANGE ORDER | 630108053 | 0003 | 18.02.2021 | 1662725.02 | 31891028.10 | 33553753.12 | 0116 | FTTx IBD MUMB0116 Hotel Supreme | 3294265 | BLOWING / PULLING-6 F | 1000 | 1,000 | 5 | 5000 | PULLING/BLOWING OF OFC-6F INCLUDING ALL MATERIALS, LABOUR, TOOLS, TACKLES, ETC.. #
1286 | WORK CHANGE ORDER | 630108053 | 0003 | 18.02.2021 | 1662725.02 | 31891028.10 | 33553753.12 | 0116 | FTTx IBD MUMB0116 Hotel Supreme | 3291570 | INSTLTN OF ACCESS CHAMBER 750X400X500 MM | 2 | 2 EA - each | 2328 | 4656 | INSTALLATION OF ACCESS CHAMBERS - SIZE - 750X400X500 MM DEEP.#INCLUDING COVER & LIFTING OF ACCESS CHAMBER-UPTO 50KMS INCLUDING HANDLING ,#EXCAVATION &
1287 | WORK CHANGE ORDER | 630108053 | 0003 | 18.02.2021 | 1662725.02 | 31891028.10 | 33553753.12 | 0116 | FTTx IBD MUMB0116 Hotel Supreme | 3314518 | INST OF PULLING CHAMBER 400X400X500MM | 10 | 10 EA - each | 970 | 9700 | INSTALLATION OF PULLING CHAMBERS - SIZE - 400X400X500 MM DEEP ; INCLUDING COVER .#EXCAVATION & BACKFILLING OF PITS ETC AS PER DRAWINGS , SPECIFICATIONS#AND AS
1288 | WORK CHANGE ORDER | 630108053 | 0003 | 18.02.2021 | 1662725.02 | 31891028.10 | 33553753.12 | 0116 | FTTx IBD MUMB0116 Hotel Supreme | 3294239 | CHRG;REINST,TRENCH,PCC-1:2:4,GRAVEL 20MM | 1 | 1 M3 - Cubic meter | 5335 | 5335 | CHARGES FOR REINSTATEMENT OF THE TRENCHES / PITS INCLUDING ALL MATERIALS , LABOUR, TOOLS TACKES ETC..BY PCC -1:2:4 GRAVEL SIZE - 20 MM & CURING FOR 7 DAYS. THIS ITEM
1289 | WORK CHANGE ORDER | 630108053 | 0003 | 18.02.2021 | 1662725.02 | 31891028.10 | 33553753.12 | 0116 | FTTx IBD MUMB0116 Hotel Supreme | 3291785 | RSTRTN EXCVTD SURFACE- W/COLD BITUMEN | 10 | 10 M - Meter | 1000 | 10000 | CHARGES FOR RESTORATION OF THE EXCAVATED SURFACES USING THE COLD BITUMEN INCLUDING PROPER COMPACTION ETC. ALL COMPLETE INCLUDING ALL MATERIALS TOOLS TACKLES
1290 | WORK CHANGE ORDER | 630108053 | 0003 | 18.02.2021 | 1662725.02 | 31891028.10 | 33553753.12 | 0116 | FTTx IBD MUMB0116 Hotel Supreme | 3291786 | RSTRTN EXCVTD SURFACES-W/ HOT BITUMEN | 10 | 10 M - Meter | 383 | 3830 | CHARGES FOR RESTORATION OF THE EXCAVATED SURFACES USING THE HOT BITUMEN INCLUDING PROPER COMPACTION ETC. ALL COMPLETE INCLUDING ALL MATERIALS TOOLS TACKLES
1291 | WORK CHANGE ORDER | 630108053 | 0003 | 18.02.2021 | 1662725.02 | 31891028.10 | 33553753.12 | 0116 | FTTx IBD MUMB0116 Hotel Supreme | 3290664 | CHRG F/RESTORATN OF SURF ;W/EXT TILES | 30 | 30 M - Meter | 286 | 8580 | CHARGES FOR RESTORATION OF THE EXCAVATED SURFACES USING THE EXISTING TILES OVER 100 MM THICK CONCRETE BEDDING. THE COST TO INCLUDE THE COST OF THE TILES,
1292 | WORK CHANGE ORDER | 630108053 | 0003 | 18.02.2021 | 1662725.02 | 31891028.10 | 33553753.12 | 0116 | FTTx IBD MUMB0116 Hotel Supreme | 3291784 | RSTRTN EXCVTD SURFACE-W/ PAVER BLOCK | 30 | 30 M - Meter | 631 | 18930 | CHARGES FOR RESTORATION OF THE EXCAVATED SURFACE USING NEW INTER LOCKING PAVER BLOCK OVER 100 MM THICK CONCRETE BEDDING. THE COST TO INCLUDE THE COST OF THE
1293 | WORK CHANGE ORDER | 630108053 | 0003 | 18.02.2021 | 1662725.02 | 31891028.10 | 33553753.12 | 0116 | FTTx IBD MUMB0116 Hotel Supreme | 3291783 | RESTORATION OF EXCV SURFACE-W/KOTA STONE | 10 | 10 M - Meter | 550 | 5500 | CHARGES FOR RESTORATION OF THE EXCAVATED SURFACE USING NEW KOTA STONE OVER 100 MM THICK CONCRETE BEDDING. THE COST TO INCLUDE THE COST OF THE KOTA STONE ,
1294 | WORK CHANGE ORDER | 630108053 | 0003 | 18.02.2021 | 1662725.02 | 31891028.10 | 33553753.12 | 0116 | FTTx IBD MUMB0116 Hotel Supreme | 3290665 | CHRG F/RESTORATN OF SURF ;W/CHEQUED TILE | 30 | 30 M - Meter | 419 | 12570 | CHARGES FOR RESTORATION OF THE EXCAVATED SURFACE USING NEW INTER CHEQUERED TILE OVER 100 MM THICK CONCRETE BEDDING. THE COST TO INCLUDE THE COST OF THE KOTA
1295 | WORK CHANGE ORDER | 630108053 | 0003 | 18.02.2021 | 1662725.02 | 31891028.10 | 33553753.12 | 0116 | FTTx IBD MUMB0116 Hotel Supreme | 3171149 | S/FIXING PVC CONDUIT 25 MM | 1000 | 1,000 | 60 | 60000 | S/FIXING PVC CONDUIT 25MM
1296 | WORK CHANGE ORDER | 630108053 | 0003 | 18.02.2021 | 1662725.02 | 31891028.10 | 33553753.12 | 0116 | FTTx IBD MUMB0116 Hotel Supreme | 3171151 | S/FIXING PVC CONDUIT 40 MM | 600 | M - Meter | 111 | 66600 | S/FIXING PVC CONDUIT 40 MM
1297 | WORK CHANGE ORDER | 630108053 | 0003 | 18.02.2021 | 1662725.02 | 31891028.10 | 33553753.12 | 0116 | FTTx IBD MUMB0116 Hotel Supreme | 3318608 | S&I 25MM PVC CONDUIT USING SCAFFOLDING | 100 | 100M - Meter | 133 | 13300 | SUPPLY AND INSTALLATION OF 25MM OUTER DIA CONDUIT ON EXTERNAL WALL WITH THE HELP OF JHOOLA HOLDING INCLUDING MANPOWER, COUPLERS, BENDS, TEES, SADDLES, CLAMPS,
1298 | WORK CHANGE ORDER | 630108053 | 0003 | 18.02.2021 | 1662725.02 | 31891028.10 | 33553753.12 | 0116 | FTTx IBD MUMB0116 Hotel Supreme | 3318609 | S&I 40MM PVC CONDUIT USING SCAFFOLDING | 100 | 100M - Meter | 188 | 18800 | SUPPLY AND INSTALLATION OF 40MM OUTER DIA CONDUIT ON EXTERNAL WALL WITH THE HELP OF JHOOLA HOLDING INCLUDING MANPOWER, COUPLERS, BENDS, TEES, SADDLES, CLAMPS,
1299 | WORK CHANGE ORDER | 630108053 | 0003 | 18.02.2021 | 1662725.02 | 31891028.10 | 33553753.12 | 0116 | FTTx IBD MUMB0116 Hotel Supreme | 3206508 | SUP&LAY FLEX PVC CONDUIT DIA 25MM | 200 | M - Meter | 71 | 14200 | Supplying and laying of following sizes of flexible PVC conduit along with conduit accessories complete as required.
1300 | WORK CHANGE ORDER | 630108053 | 0003 | 18.02.2021 | 1662725.02 | 31891028.10 | 33553753.12 | 0116 | FTTx IBD MUMB0116 Hotel Supreme | 3206510 | SUP&LAY FLEX PVC CONDUIT DIA 40MM | 150 | M - Meter | 116 | 17400 | Supplying and laying of following sizes of flexible PVC conduit along with conduit
1301 | WORK CHANGE ORDER | 630108053 | 0003 | 18.02.2021 | 1662725.02 | 31891028.10 | 33553753.12 | 0116 | FTTx IBD MUMB0116 Hotel Supreme | 3318971 | S&I 25MM FLEXI PVC CONDUIT W/SCAFFOLDING | 100 | 100M - Meter | 144 | 14400 | SUPPLY AND INSTALLATION OF 25MM DIA REINFORCED FLEXIBLE CONDUIT ON EXTERNAL WALL WITH THE HELP OF JHOOLA HOLDING INCLUDING MANPOWER, COUPLERS, BENDS, TEES,
1302 | WORK CHANGE ORDER | 630108053 | 0003 | 18.02.2021 | 1662725.02 | 31891028.10 | 33553753.12 | 0116 | FTTx IBD MUMB0116 Hotel Supreme | 3318972 | S&I 40MM FLEXI PVC CONDUIT W/SCAFFOLDING | 100 | 100M - Meter | 194 | 19400 | SUPPLY AND INSTALLATION OF 40MM DIA REINFORCED FLEXIBLE CONDUIT ON EXTERNAL WALL WITH THE HELP OF JHOOLA HOLDING INCLUDING MANPOWER, COUPLERS, BENDS, TEES,
1303 | WORK CHANGE ORDER | 630108053 | 0003 | 18.02.2021 | 1662725.02 | 31891028.10 | 33553753.12 | 0116 | FTTx IBD MUMB0116 Hotel Supreme | 3319687 | P&F PVC JUNCTION BOX 40MM,4-WAY | 150 | EA - each | 30 | 4500 | CHARGES FOR SUPPLYING AND FIXING OF PVC JUNCTION BOX 40MM,FOUR WAY IN REQUIRED POSITION ALONG THE LINE OF PVC CONDUIT#
1304 | WORK CHANGE ORDER | 630108053 | 0003 | 18.02.2021 | 1662725.02 | 31891028.10 | 33553753.12 | 0116 | FTTx IBD MUMB0116 Hotel Supreme | 3319688 | P&F PVC JUNCTION BOX 40MM,3-WAY | 150 | EA - each | 30 | 4500 | CHARGES FOR SUPPLYING AND FIXING OF PVC JUNCTION BOX 40MM,THREE WAY IN REQUIRED POSITION ALONG THE LINE OF PVC CONDUIT#
1305 | WORK CHANGE ORDER | 630108053 | 0003 | 18.02.2021 | 1662725.02 | 31891028.10 | 33553753.12 | 0116 | FTTx IBD MUMB0116 Hotel Supreme | 3192918 | CHRG:S/F:PVC JUNCTION BOX 25MM,4-WAY | 150 | 150EA - each | 19 | 2850 | CHARGES FOR SUPPLYING AND FIXING OF PVC JUNCTION BOX
1306 | WORK CHANGE ORDER | 630108053 | 0003 | 18.02.2021 | 1662725.02 | 31891028.10 | 33553753.12 | 0116 | FTTx IBD MUMB0116 Hotel Supreme | 3192917 | CHRG:S/F:PVC JUNCTION BOX 25MM,3-WAY | 150 | 150EA - each | 19 | 2850 | CHARGES FOR SUPPLYING AND FIXING OF PVC JUNCTION BOX
1307 | WORK CHANGE ORDER | 630108053 | 0003 | 18.02.2021 | 1662725.02 | 31891028.10 | 33553753.12 | 0116 | FTTx IBD MUMB0116 Hotel Supreme | 3259755 | INSTALLATION OF FDC | 15 | EA - each | 49 | 735 | Installation of Fibre Distribution Cabinet
1308 | WORK CHANGE ORDER | 630108053 | 0003 | 18.02.2021 | 1662725.02 | 31891028.10 | 33553753.12 | 0116 | FTTx IBD MUMB0116 Hotel Supreme | 3294022 | INSTALLATION OF FAT (WALL/POLE MOUNTED) | 50 | 50 EA - each | 49 | 2450 | INSTALLATION OF FIBRE ACCESS TERMINAL (WALL/POLE MOUNTED)#
1309 | WORK CHANGE ORDER | 630108053 | 0003 | 18.02.2021 | 1662725.02 | 31891028.10 | 33553753.12 | 0116 | FTTx IBD MUMB0116 Hotel Supreme | 3293902 | INSTALLATION LEVEL 1 ( S1 ) SPLITTER | 20 | EA - each | 49 | 980 | INSTALLATION OF FREE ISSUED SPLITTER AT SUGGESTED LOCATION INCLUDING ALL MANPOWER, TOOLS TACKLES, HARDWARES ETC. COMPLETE AS PER THE DRG AND DIRECTION OF
1310 | WORK CHANGE ORDER | 630108053 | 0003 | 18.02.2021 | 1662725.02 | 31891028.10 | 33553753.12 | 0116 | FTTx IBD MUMB0116 Hotel Supreme | 3293903 | INSTALLATION LEVEL 2 ( S2 ) SPLITTER | 160 | EA - each | 49 | 7840 | INSTALLATION OF FREE ISSUED SPLITTER AT SUGGESTED LOCATION INCLUDING ALL MANPOWER, TOOLS TACKLES, HARDWARES ETC. COMPLETE AS PER THE DRG AND DIRECTION OF
1311 | WORK CHANGE ORDER | 630108053 | 0003 | 18.02.2021 | 1662725.02 | 31891028.10 | 33553753.12 | 0116 | FTTx IBD MUMB0116 Hotel Supreme | 3252601 | SPLICING,JOINTING & TERMINATION-48F | 500 | 500.000 NOS - No. | 112 | 56000 | CHARGES FOR SPLICING,JOINTING & TERMINATION OF 48F FIBRE.
1312 | WORK CHANGE ORDER | 630108053 | 0003 | 18.02.2021 | 1662725.02 | 31891028.10 | 33553753.12 | 0116 | FTTx IBD MUMB0116 Hotel Supreme | 3252602 | SPLICING,JOINTING & TERMINATION-96F | 192 | 192.000 NOS - No. | 112 | 21504 | CHARGES FOR SPLICING,JOINTING & TERMINATION OF 96F FIBRE.
1313 | WORK CHANGE ORDER | 630108053 | 0003 | 18.02.2021 | 1662725.02 | 31891028.10 | 33553753.12 | 0116 | FTTx IBD MUMB0116 Hotel Supreme | 3300512 | SPLICING & TERM OFC,FIXED COST/DAY | 10 | EA - each | 2425 | 24250 | OFC SPLICING&TERMINATION-FIXED COST/DAY#JOB INVOLVES: 1) SPLICING & TERMINATION OF OFC CABLE AS DIRECTED BY EIC. 2) ALL TOOLS AND TACKLES, PPES, CONSUMABLES ARE IN
1314 | WORK CHANGE ORDER | 630108053 | 0003 | 18.02.2021 | 1662725.02 | 31891028.10 | 33553753.12 | 0116 | FTTx IBD MUMB0116 Hotel Supreme | 3098777 | A11102-SELF ADHESIVE LABELS | 400 | 400.000 | 10 | 4000 | 420
1315 | WORK CHANGE ORDER | 630108053 | 0003 | 18.02.2021 | 1662725.02 | 31891028.10 | 33553753.12 | 0116 | FTTx IBD MUMB0116 Hotel Supreme | 3295194 | PREPARATION OF AS BUILT DRAWINGS SBP | 15 | 15 EA - each | 194 | 2910 | AS-BUILT DRAWING FOR ALL WORKS PERFORMED AS PER SCOPE
1316 | WORK CHANGE ORDER | 630108053 | 0003 | 18.02.2021 | 1662725.02 | 31891028.10 | 33553753.12 | 0116 | FTTx IBD MUMB0116 Hotel Supreme | 3111341 | DISPOSAL OF WASTE MATERIALS DEBRIS ETC. | 15 | 15.000 NOS - No. | 679 | 10185 | Collection & disposal of various kinds of unwanted materials / debris
1317 | WORK CHANGE ORDER | 630108053 | 0003 | 18.02.2021 | 1662725.02 | 31891028.10 | 33553753.12 | 0116 | FTTx IBD MUMB0116 Hotel Supreme | 3295891 | MATERIAL STORAGE & SECONDARY TRNSPT | 15 | 15 EA - each | 485 | 7275 | STORAGE AND SECONDARY TRANSPORTATION OF FIM MATERIAL TO BUILDINGS, TO BE CALCULATED PER BUILDING#
1318 | WORK CHANGE ORDER | 630108053 | 0003 | 18.02.2021 | 1662725.02 | 31891028.10 | 33553753.12 | 0116 | FTTx IBD MUMB0116 Hotel Supreme | 3295897 | CHRG: PRE EXECUTION BUILDING SURVEY | 15 | 15 EA - each | 290 | 4350 | PRE EXECUTION BUILDING SURVEY:#THIS IS BUILDING SURVEY BEFORE DEPLOYMENT INSIDE BUILDING DEPLOYMENT/CONSTRUCTION INCLUDES LAYING OF CONDUITS AND OTHER ODN
1319 | WORK CHANGE ORDER | 630108053 | 0003 | 18.02.2021 | 1662725.02 | 31891028.10 | 33553753.12 | 0116 | FTTx IBD MUMB0116 Hotel Supreme | 3318382 | CHRG DRILLING OF HOLE 25MM IN BRICK WALL | 50 | 50 EA - each | 82 | 4100 | CHARGES FOR DRILLING HOLES OF DIAMETER 25MM IN BRICK WALL WITH PROPER DRILL MACHINE AND REINSTATEMENT AFTER CONDUITING TO ENSURE WATER PROOFING OF HOLE.#
1320 | WORK CHANGE ORDER | 630108053 | 0003 | 18.02.2021 | 1662725.02 | 31891028.10 | 33553753.12 | 0116 | FTTx IBD MUMB0116 Hotel Supreme | 3318381 | CHRG DRILLING OF HOLE 40MM IN BRICK WALL | 50 | 50 EA - each | 131 | 6550 | CHARGES FOR DRILLING HOLES OF DIAMETER 40MM IN BRICK WALL WITH PROPER DRILL MACHINE AND REINSTATEMENT AFTER CONDUITING TO ENSURE WATER PROOFING OF HOLE.#
1321 | WORK CHANGE ORDER | 630108053 | 0003 | 18.02.2021 | 1662725.02 | 31891028.10 | 33553753.12 | 0116 | FTTx IBD MUMB0116 Hotel Supreme | 3318200 | CHRG DRILLING OF HOLE 25MM DIA IN RCC | 50 | 50 EA - each | 131 | 6550 | CHARGES FOR DRILLING HOLES OF DIAMETER 25MM IN RCC WITH PROPER DRILL MACHINE AND REINSTATEMENT AFTER CONDUITING TO ENSURE WATER PROOFING OF HOLE.#
1322 | WORK CHANGE ORDER | 630108053 | 0003 | 18.02.2021 | 1662725.02 | 31891028.10 | 33553753.12 | 0116 | FTTx IBD MUMB0116 Hotel Supreme | 3297469 | CHRG:DRILLING OF HOLE 40MM DIA IN RCC | 50 | 50 EA - each | 165 | 8250 | CHARGES FOR DRILLING HOLES OF DIAMETER ~40MM IN RCC WITH PROPER DRILL MACHINE AND REINSTATEMENT AFTER CONDUITING TO ENSURE WATER PROOFING OF HOLE.
1323 | WORK CHANGE ORDER | 630108053 | 0003 | 18.02.2021 | 1662725.02 | 31891028.10 | 33553753.12 | 0116 | FTTx IBD MUMB0116 Hotel Supreme | 3319692 | S&I SIMPLEX PLUG,F/40MM HDPE DUCT | 60 | EA - each | 49 | 2940 | CHARGES FOR SUPPLYING AND FIXING OF SIMPLEX PLUG FOR 40 MM HDPE DUCT#
1324 | WORK CHANGE ORDER | 630108053 | 0003 | 18.02.2021 | 1662725.02 | 31891028.10 | 33553753.12 | 0118 | FTTx IBD MUMB0118 Taj Wellington Mews | 3293883 | CHRG;SHALLOW TRENCH 40 OR 48MM 7WAY DUCT | 50 | 50 M - Meter | 160 | 8000 | EXCAVATION OF SHALLOW TRENCHES MANUALLY/CHIPPING/SLITTING UPTO A DEPTH OF 300 MM, WIDE UP TO 100 MM IN ASPHALT / CONCRETE / TILED SURFACE, LAYING 1 X 40 MM / 1 X 7
1325 | WORK CHANGE ORDER | 630108053 | 0003 | 18.02.2021 | 1662725.02 | 31891028.10 | 33553753.12 | 0118 | FTTx IBD MUMB0118 Taj Wellington Mews | 3314515 | CHRG:SHALLOW TREN 40MM DUCT W/2 NOS | 50 | 50 M - Meter | 160 | 8000 | EXCAVATION OF SHALLOW TRENCHES MANUALLY/CHIPPING/SLITTING IN ASPHALT / CONCRETE / TILED SURFACE, LAYING 2 NOS 40 MM DUCT AND FILLING THE COMPLETE DEPTH, INCLUDING
1326 | WORK CHANGE ORDER | 630108053 | 0003 | 18.02.2021 | 1662725.02 | 31891028.10 | 33553753.12 | 0118 | FTTx IBD MUMB0118 Taj Wellington Mews | 3293878 | CHRG;CLAMPING-1X40MM/1X7WAY MICRO DUCT | 100 | 100M - Meter | 49 | 4900 | CLAMPING OF THE DUCTS 1 X 40 MM / 1 X 7 WAY MICRO DUCT ( 48 MM OD ) ALONG THE WALL WITH THE HELP OF CLAMPING AT EVERY 1 M C/C#
1327 | WORK CHANGE ORDER | 630108053 | 0003 | 18.02.2021 | 1662725.02 | 31891028.10 | 33553753.12 | 0118 | FTTx IBD MUMB0118 Taj Wellington Mews | 3292713 | CHRGS FOR TRANS&INST OF ADSS CABLE-96F | 500 | 500M - Meter | 40 | 20000 | CHARGES FOR TRANSPORTATION & INSTALLATION OF ADSS CABLE- EIC - 96F#
1328 | WORK CHANGE ORDER | 630108053 | 0003 | 18.02.2021 | 1662725.02 | 31891028.10 | 33553753.12 | 0118 | FTTx IBD MUMB0118 Taj Wellington Mews | 3294064 | INSTALLATION 48 F ADSS / FIG 8 CABLE | 1000 | 1,000 | 34 | 34000 | INSTALLATION OF THE AERIAL CABLE (48 F ADSS / FIG 8 ) ALONG WITH THE ACCESSORIES. RATE INCLUDES SURVEY COST AND LOCAL LIASIONING CHARGES.
1329 | WORK CHANGE ORDER | 630108053 | 0003 | 18.02.2021 | 1662725.02 | 31891028.10 | 33553753.12 | 0118 | FTTx IBD MUMB0118 Taj Wellington Mews | 3294065 | INSTALLATION12F ADSS / FIG 8 CABLE | 1500 | 1,500 | 24 | 36000 | INSTALLATION OF THE AERIAL CABLE (12 F ADSS / FIG 8 ) ALONG WITH THE ACCESSORIES. RATE INCLUDES SURVEY COST AND LOCAL LIASIONING CHARGES.
1330 | WORK CHANGE ORDER | 630108053 | 0003 | 18.02.2021 | 1662725.02 | 31891028.10 | 33553753.12 | 0118 | FTTx IBD MUMB0118 Taj Wellington Mews | 3294710 | INSTALLATION 6F ADSS / FIG 8 CABLE | 500 | M - Meter | 19 | 9500 | INSTALLATION OF THE AERIAL CABLE (6 F ADSS / FIG 8 ) ALONG WITH THE ACCESSORIES. RATE INCLUDES SURVEY COST AND LOCAL LIASIONING CHARGES. #
1331 | WORK CHANGE ORDER | 630108053 | 0003 | 18.02.2021 | 1662725.02 | 31891028.10 | 33553753.12 | 0118 | FTTx IBD MUMB0118 Taj Wellington Mews | 3252599 | BLOWING OF 96F | 500 | M - Meter | 15 | 7500 | CHARGES FOR BLOWING OF 96F FIBRE.
1332 | WORK CHANGE ORDER | 630108053 | 0003 | 18.02.2021 | 1662725.02 | 31891028.10 | 33553753.12 | 0118 | FTTx IBD MUMB0118 Taj Wellington Mews | 3294262 | BLOWING / PULLING-48 F | 700 | M - Meter | 10 | 7000 | PULLING/BLOWING OF OFC- 48 F INCLUDING ALL MATERIALS, LABOUR, TOOLS, TACKLES, ETC.. #
1333 | WORK CHANGE ORDER | 630108053 | 0003 | 18.02.2021 | 1662725.02 | 31891028.10 | 33553753.12 | 0118 | FTTx IBD MUMB0118 Taj Wellington Mews | 3294264 | BLOWING / PULLING-12 F | 2000 | 2,000 | 7 | 14000 | PULLING/BLOWING OF OFC-12F INCLUDING ALL MATERIALS, LABOUR, TOOLS, TACKLES, ETC.. #
1334 | WORK CHANGE ORDER | 630108053 | 0003 | 18.02.2021 | 1662725.02 | 31891028.10 | 33553753.12 | 0118 | FTTx IBD MUMB0118 Taj Wellington Mews | 3294265 | BLOWING / PULLING-6 F | 1000 | 1,000 | 5 | 5000 | PULLING/BLOWING OF OFC-6F INCLUDING ALL MATERIALS, LABOUR, TOOLS, TACKLES, ETC.. #
1335 | WORK CHANGE ORDER | 630108053 | 0003 | 18.02.2021 | 1662725.02 | 31891028.10 | 33553753.12 | 0118 | FTTx IBD MUMB0118 Taj Wellington Mews | 3291570 | INSTLTN OF ACCESS CHAMBER 750X400X500 MM | 2 | 2 EA - each | 2328 | 4656 | INSTALLATION OF ACCESS CHAMBERS - SIZE - 750X400X500 MM DEEP.#INCLUDING COVER & LIFTING OF ACCESS CHAMBER-UPTO 50KMS INCLUDING HANDLING ,#EXCAVATION &
1336 | WORK CHANGE ORDER | 630108053 | 0003 | 18.02.2021 | 1662725.02 | 31891028.10 | 33553753.12 | 0118 | FTTx IBD MUMB0118 Taj Wellington Mews | 3314518 | INST OF PULLING CHAMBER 400X400X500MM | 10 | 10 EA - each | 970 | 9700 | INSTALLATION OF PULLING CHAMBERS - SIZE - 400X400X500 MM DEEP ; INCLUDING COVER .#EXCAVATION & BACKFILLING OF PITS ETC AS PER DRAWINGS , SPECIFICATIONS#AND AS
1337 | WORK CHANGE ORDER | 630108053 | 0003 | 18.02.2021 | 1662725.02 | 31891028.10 | 33553753.12 | 0118 | FTTx IBD MUMB0118 Taj Wellington Mews | 3294239 | CHRG;REINST,TRENCH,PCC-1:2:4,GRAVEL 20MM | 1 | 1 M3 - Cubic meter | 5335 | 5335 | CHARGES FOR REINSTATEMENT OF THE TRENCHES / PITS INCLUDING ALL MATERIALS , LABOUR, TOOLS TACKES ETC..BY PCC -1:2:4 GRAVEL SIZE - 20 MM & CURING FOR 7 DAYS. THIS ITEM
1338 | WORK CHANGE ORDER | 630108053 | 0003 | 18.02.2021 | 1662725.02 | 31891028.10 | 33553753.12 | 0118 | FTTx IBD MUMB0118 Taj Wellington Mews | 3291785 | RSTRTN EXCVTD SURFACE- W/COLD BITUMEN | 10 | 10 M - Meter | 1000 | 10000 | CHARGES FOR RESTORATION OF THE EXCAVATED SURFACES USING THE COLD BITUMEN INCLUDING PROPER COMPACTION ETC. ALL COMPLETE INCLUDING ALL MATERIALS TOOLS TACKLES
1339 | WORK CHANGE ORDER | 630108053 | 0003 | 18.02.2021 | 1662725.02 | 31891028.10 | 33553753.12 | 0118 | FTTx IBD MUMB0118 Taj Wellington Mews | 3291786 | RSTRTN EXCVTD SURFACES-W/ HOT BITUMEN | 10 | 10 M - Meter | 383 | 3830 | CHARGES FOR RESTORATION OF THE EXCAVATED SURFACES USING THE HOT BITUMEN INCLUDING PROPER COMPACTION ETC. ALL COMPLETE INCLUDING ALL MATERIALS TOOLS TACKLES
1340 | WORK CHANGE ORDER | 630108053 | 0003 | 18.02.2021 | 1662725.02 | 31891028.10 | 33553753.12 | 0118 | FTTx IBD MUMB0118 Taj Wellington Mews | 3290664 | CHRG F/RESTORATN OF SURF ;W/EXT TILES | 30 | 30 M - Meter | 286 | 8580 | CHARGES FOR RESTORATION OF THE EXCAVATED SURFACES USING THE EXISTING TILES OVER 100 MM THICK CONCRETE BEDDING. THE COST TO INCLUDE THE COST OF THE TILES,
1341 | WORK CHANGE ORDER | 630108053 | 0003 | 18.02.2021 | 1662725.02 | 31891028.10 | 33553753.12 | 0118 | FTTx IBD MUMB0118 Taj Wellington Mews | 3291784 | RSTRTN EXCVTD SURFACE-W/ PAVER BLOCK | 30 | 30 M - Meter | 631 | 18930 | CHARGES FOR RESTORATION OF THE EXCAVATED SURFACE USING NEW INTER LOCKING PAVER BLOCK OVER 100 MM THICK CONCRETE BEDDING. THE COST TO INCLUDE THE COST OF THE
1342 | WORK CHANGE ORDER | 630108053 | 0003 | 18.02.2021 | 1662725.02 | 31891028.10 | 33553753.12 | 0118 | FTTx IBD MUMB0118 Taj Wellington Mews | 3291783 | RESTORATION OF EXCV SURFACE-W/KOTA STONE | 10 | 10 M - Meter | 550 | 5500 | CHARGES FOR RESTORATION OF THE EXCAVATED SURFACE USING NEW KOTA STONE OVER 100 MM THICK CONCRETE BEDDING. THE COST TO INCLUDE THE COST OF THE KOTA STONE ,
1343 | WORK CHANGE ORDER | 630108053 | 0003 | 18.02.2021 | 1662725.02 | 31891028.10 | 33553753.12 | 0118 | FTTx IBD MUMB0118 Taj Wellington Mews | 3290665 | CHRG F/RESTORATN OF SURF ;W/CHEQUED TILE | 30 | 30 M - Meter | 419 | 12570 | CHARGES FOR RESTORATION OF THE EXCAVATED SURFACE USING NEW INTER CHEQUERED TILE OVER 100 MM THICK CONCRETE BEDDING. THE COST TO INCLUDE THE COST OF THE KOTA
1344 | WORK CHANGE ORDER | 630108053 | 0003 | 18.02.2021 | 1662725.02 | 31891028.10 | 33553753.12 | 0118 | FTTx IBD MUMB0118 Taj Wellington Mews | 3171149 | S/FIXING PVC CONDUIT 25 MM | 1000 | 1,000 | 60 | 60000 | S/FIXING PVC CONDUIT 25MM
1345 | WORK CHANGE ORDER | 630108053 | 0003 | 18.02.2021 | 1662725.02 | 31891028.10 | 33553753.12 | 0118 | FTTx IBD MUMB0118 Taj Wellington Mews | 3171151 | S/FIXING PVC CONDUIT 40 MM | 600 | M - Meter | 111 | 66600 | S/FIXING PVC CONDUIT 40 MM
1346 | WORK CHANGE ORDER | 630108053 | 0003 | 18.02.2021 | 1662725.02 | 31891028.10 | 33553753.12 | 0118 | FTTx IBD MUMB0118 Taj Wellington Mews | 3318608 | S&I 25MM PVC CONDUIT USING SCAFFOLDING | 100 | 100M - Meter | 133 | 13300 | SUPPLY AND INSTALLATION OF 25MM OUTER DIA CONDUIT ON EXTERNAL WALL WITH THE HELP OF JHOOLA HOLDING INCLUDING MANPOWER, COUPLERS, BENDS, TEES, SADDLES, CLAMPS,
1347 | WORK CHANGE ORDER | 630108053 | 0003 | 18.02.2021 | 1662725.02 | 31891028.10 | 33553753.12 | 0118 | FTTx IBD MUMB0118 Taj Wellington Mews | 3318609 | S&I 40MM PVC CONDUIT USING SCAFFOLDING | 100 | 100M - Meter | 188 | 18800 | SUPPLY AND INSTALLATION OF 40MM OUTER DIA CONDUIT ON EXTERNAL WALL WITH THE HELP OF JHOOLA HOLDING INCLUDING MANPOWER, COUPLERS, BENDS, TEES, SADDLES, CLAMPS,
1348 | WORK CHANGE ORDER | 630108053 | 0003 | 18.02.2021 | 1662725.02 | 31891028.10 | 33553753.12 | 0118 | FTTx IBD MUMB0118 Taj Wellington Mews | 3206508 | SUP&LAY FLEX PVC CONDUIT DIA 25MM | 200 | M - Meter | 71 | 14200 | Supplying and laying of following sizes of flexible PVC conduit along with conduit accessories complete as required.
1349 | WORK CHANGE ORDER | 630108053 | 0003 | 18.02.2021 | 1662725.02 | 31891028.10 | 33553753.12 | 0118 | FTTx IBD MUMB0118 Taj Wellington Mews | 3206510 | SUP&LAY FLEX PVC CONDUIT DIA 40MM | 150 | M - Meter | 116 | 17400 | Supplying and laying of following sizes of flexible PVC conduit along with conduit
1350 | WORK CHANGE ORDER | 630108053 | 0003 | 18.02.2021 | 1662725.02 | 31891028.10 | 33553753.12 | 0118 | FTTx IBD MUMB0118 Taj Wellington Mews | 3318971 | S&I 25MM FLEXI PVC CONDUIT W/SCAFFOLDING | 100 | 100M - Meter | 144 | 14400 | SUPPLY AND INSTALLATION OF 25MM DIA REINFORCED FLEXIBLE CONDUIT ON EXTERNAL WALL WITH THE HELP OF JHOOLA HOLDING INCLUDING MANPOWER, COUPLERS, BENDS, TEES,
1351 | WORK CHANGE ORDER | 630108053 | 0003 | 18.02.2021 | 1662725.02 | 31891028.10 | 33553753.12 | 0118 | FTTx IBD MUMB0118 Taj Wellington Mews | 3318972 | S&I 40MM FLEXI PVC CONDUIT W/SCAFFOLDING | 100 | 100M - Meter | 194 | 19400 | SUPPLY AND INSTALLATION OF 40MM DIA REINFORCED FLEXIBLE CONDUIT ON EXTERNAL WALL WITH THE HELP OF JHOOLA HOLDING INCLUDING MANPOWER, COUPLERS, BENDS, TEES,
1352 | WORK CHANGE ORDER | 630108053 | 0003 | 18.02.2021 | 1662725.02 | 31891028.10 | 33553753.12 | 0118 | FTTx IBD MUMB0118 Taj Wellington Mews | 3319687 | P&F PVC JUNCTION BOX 40MM,4-WAY | 150 | EA - each | 30 | 4500 | CHARGES FOR SUPPLYING AND FIXING OF PVC JUNCTION BOX 40MM,FOUR WAY IN REQUIRED POSITION ALONG THE LINE OF PVC CONDUIT#
1353 | WORK CHANGE ORDER | 630108053 | 0003 | 18.02.2021 | 1662725.02 | 31891028.10 | 33553753.12 | 0118 | FTTx IBD MUMB0118 Taj Wellington Mews | 3319688 | P&F PVC JUNCTION BOX 40MM,3-WAY | 150 | EA - each | 30 | 4500 | CHARGES FOR SUPPLYING AND FIXING OF PVC JUNCTION BOX 40MM,THREE WAY IN REQUIRED POSITION ALONG THE LINE OF PVC CONDUIT#
1354 | WORK CHANGE ORDER | 630108053 | 0003 | 18.02.2021 | 1662725.02 | 31891028.10 | 33553753.12 | 0118 | FTTx IBD MUMB0118 Taj Wellington Mews | 3192918 | CHRG:S/F:PVC JUNCTION BOX 25MM,4-WAY | 150 | 150EA - each | 19 | 2850 | CHARGES FOR SUPPLYING AND FIXING OF PVC JUNCTION BOX
1355 | WORK CHANGE ORDER | 630108053 | 0003 | 18.02.2021 | 1662725.02 | 31891028.10 | 33553753.12 | 0118 | FTTx IBD MUMB0118 Taj Wellington Mews | 3192917 | CHRG:S/F:PVC JUNCTION BOX 25MM,3-WAY | 150 | 150EA - each | 19 | 2850 | CHARGES FOR SUPPLYING AND FIXING OF PVC JUNCTION BOX
1356 | WORK CHANGE ORDER | 630108053 | 0003 | 18.02.2021 | 1662725.02 | 31891028.10 | 33553753.12 | 0118 | FTTx IBD MUMB0118 Taj Wellington Mews | 3259755 | INSTALLATION OF FDC | 15 | EA - each | 49 | 735 | Installation of Fibre Distribution Cabinet
1357 | WORK CHANGE ORDER | 630108053 | 0003 | 18.02.2021 | 1662725.02 | 31891028.10 | 33553753.12 | 0118 | FTTx IBD MUMB0118 Taj Wellington Mews | 3294022 | INSTALLATION OF FAT (WALL/POLE MOUNTED) | 50 | 50 EA - each | 49 | 2450 | INSTALLATION OF FIBRE ACCESS TERMINAL (WALL/POLE MOUNTED)#
1358 | WORK CHANGE ORDER | 630108053 | 0003 | 18.02.2021 | 1662725.02 | 31891028.10 | 33553753.12 | 0118 | FTTx IBD MUMB0118 Taj Wellington Mews | 3293902 | INSTALLATION LEVEL 1 ( S1 ) SPLITTER | 20 | EA - each | 49 | 980 | INSTALLATION OF FREE ISSUED SPLITTER AT SUGGESTED LOCATION INCLUDING ALL MANPOWER, TOOLS TACKLES, HARDWARES ETC. COMPLETE AS PER THE DRG AND DIRECTION OF
1359 | WORK CHANGE ORDER | 630108053 | 0003 | 18.02.2021 | 1662725.02 | 31891028.10 | 33553753.12 | 0118 | FTTx IBD MUMB0118 Taj Wellington Mews | 3293903 | INSTALLATION LEVEL 2 ( S2 ) SPLITTER | 160 | EA - each | 49 | 7840 | INSTALLATION OF FREE ISSUED SPLITTER AT SUGGESTED LOCATION INCLUDING ALL MANPOWER, TOOLS TACKLES, HARDWARES ETC. COMPLETE AS PER THE DRG AND DIRECTION OF
1360 | WORK CHANGE ORDER | 630108053 | 0003 | 18.02.2021 | 1662725.02 | 31891028.10 | 33553753.12 | 0118 | FTTx IBD MUMB0118 Taj Wellington Mews | 3252601 | SPLICING,JOINTING & TERMINATION-48F | 500 | 500.000 NOS - No. | 112 | 56000 | CHARGES FOR SPLICING,JOINTING & TERMINATION OF 48F FIBRE.
1361 | WORK CHANGE ORDER | 630108053 | 0003 | 18.02.2021 | 1662725.02 | 31891028.10 | 33553753.12 | 0118 | FTTx IBD MUMB0118 Taj Wellington Mews | 3252602 | SPLICING,JOINTING & TERMINATION-96F | 192 | 192.000 NOS - No. | 112 | 21504 | CHARGES FOR SPLICING,JOINTING & TERMINATION OF 96F FIBRE.
1362 | WORK CHANGE ORDER | 630108053 | 0003 | 18.02.2021 | 1662725.02 | 31891028.10 | 33553753.12 | 0118 | FTTx IBD MUMB0118 Taj Wellington Mews | 3300512 | SPLICING & TERM OFC,FIXED COST/DAY | 10 | EA - each | 2425 | 24250 | OFC SPLICING&TERMINATION-FIXED COST/DAY#JOB INVOLVES: 1) SPLICING & TERMINATION OF OFC CABLE AS DIRECTED BY EIC. 2) ALL TOOLS AND TACKLES, PPES, CONSUMABLES ARE IN
1363 | WORK CHANGE ORDER | 630108053 | 0003 | 18.02.2021 | 1662725.02 | 31891028.10 | 33553753.12 | 0118 | FTTx IBD MUMB0118 Taj Wellington Mews | 3098777 | A11102-SELF ADHESIVE LABELS | 400 | 400.000 | 10 | 4000 | 420
1364 | WORK CHANGE ORDER | 630108053 | 0003 | 18.02.2021 | 1662725.02 | 31891028.10 | 33553753.12 | 0118 | FTTx IBD MUMB0118 Taj Wellington Mews | 3295194 | PREPARATION OF AS BUILT DRAWINGS SBP | 15 | 15 EA - each | 194 | 2910 | AS-BUILT DRAWING FOR ALL WORKS PERFORMED AS PER SCOPE
1365 | WORK CHANGE ORDER | 630108053 | 0003 | 18.02.2021 | 1662725.02 | 31891028.10 | 33553753.12 | 0118 | FTTx IBD MUMB0118 Taj Wellington Mews | 3111341 | DISPOSAL OF WASTE MATERIALS DEBRIS ETC. | 15 | 15.000 NOS - No. | 679 | 10185 | Collection & disposal of various kinds of unwanted materials / debris
1366 | WORK CHANGE ORDER | 630108053 | 0003 | 18.02.2021 | 1662725.02 | 31891028.10 | 33553753.12 | 0118 | FTTx IBD MUMB0118 Taj Wellington Mews | 3295891 | MATERIAL STORAGE & SECONDARY TRNSPT | 15 | 15 EA - each | 485 | 7275 | STORAGE AND SECONDARY TRANSPORTATION OF FIM MATERIAL TO BUILDINGS, TO BE CALCULATED PER BUILDING#
1367 | WORK CHANGE ORDER | 630108053 | 0003 | 18.02.2021 | 1662725.02 | 31891028.10 | 33553753.12 | 0118 | FTTx IBD MUMB0118 Taj Wellington Mews | 3295897 | CHRG: PRE EXECUTION BUILDING SURVEY | 15 | 15 EA - each | 290 | 4350 | PRE EXECUTION BUILDING SURVEY:#THIS IS BUILDING SURVEY BEFORE DEPLOYMENT INSIDE BUILDING DEPLOYMENT/CONSTRUCTION INCLUDES LAYING OF CONDUITS AND OTHER ODN
1368 | WORK CHANGE ORDER | 630108053 | 0003 | 18.02.2021 | 1662725.02 | 31891028.10 | 33553753.12 | 0118 | FTTx IBD MUMB0118 Taj Wellington Mews | 3318382 | CHRG DRILLING OF HOLE 25MM IN BRICK WALL | 50 | 50 EA - each | 82 | 4100 | CHARGES FOR DRILLING HOLES OF DIAMETER 25MM IN BRICK WALL WITH PROPER DRILL MACHINE AND REINSTATEMENT AFTER CONDUITING TO ENSURE WATER PROOFING OF HOLE.#
1369 | WORK CHANGE ORDER | 630108053 | 0003 | 18.02.2021 | 1662725.02 | 31891028.10 | 33553753.12 | 0118 | FTTx IBD MUMB0118 Taj Wellington Mews | 3318381 | CHRG DRILLING OF HOLE 40MM IN BRICK WALL | 50 | 50 EA - each | 131 | 6550 | CHARGES FOR DRILLING HOLES OF DIAMETER 40MM IN BRICK WALL WITH PROPER DRILL MACHINE AND REINSTATEMENT AFTER CONDUITING TO ENSURE WATER PROOFING OF HOLE.#
1370 | WORK CHANGE ORDER | 630108053 | 0003 | 18.02.2021 | 1662725.02 | 31891028.10 | 33553753.12 | 0118 | FTTx IBD MUMB0118 Taj Wellington Mews | 3318200 | CHRG DRILLING OF HOLE 25MM DIA IN RCC | 50 | 50 EA - each | 131 | 6550 | CHARGES FOR DRILLING HOLES OF DIAMETER 25MM IN RCC WITH PROPER DRILL MACHINE AND REINSTATEMENT AFTER CONDUITING TO ENSURE WATER PROOFING OF HOLE.#
1371 | WORK CHANGE ORDER | 630108053 | 0003 | 18.02.2021 | 1662725.02 | 31891028.10 | 33553753.12 | 0118 | FTTx IBD MUMB0118 Taj Wellington Mews | 3297469 | CHRG:DRILLING OF HOLE 40MM DIA IN RCC | 50 | 50 EA - each | 165 | 8250 | CHARGES FOR DRILLING HOLES OF DIAMETER ~40MM IN RCC WITH PROPER DRILL MACHINE AND REINSTATEMENT AFTER CONDUITING TO ENSURE WATER PROOFING OF HOLE.
1372 | WORK CHANGE ORDER | 630108053 | 0003 | 18.02.2021 | 1662725.02 | 31891028.10 | 33553753.12 | 0118 | FTTx IBD MUMB0118 Taj Wellington Mews | 3319692 | S&I SIMPLEX PLUG,F/40MM HDPE DUCT | 60 | EA - each | 49 | 2940 | CHARGES FOR SUPPLYING AND FIXING OF SIMPLEX PLUG FOR 40 MM HDPE DUCT#
1373 | WORK CHANGE ORDER | 630108053 | 0003 | 18.02.2021 | 1662725.02 | 31891028.10 | 33553753.12 | 0147 | FTTx IBD MUMB0147 Tulsiani Chamber | 3293883 | CHRG;SHALLOW TRENCH 40 OR 48MM 7WAY DUCT | 50 | 50 M - Meter | 160 | 8000 | EXCAVATION OF SHALLOW TRENCHES MANUALLY/CHIPPING/SLITTING UPTO A DEPTH OF 300 MM, WIDE UP TO 100 MM IN ASPHALT / CONCRETE / TILED SURFACE, LAYING 1 X 40 MM / 1 X 7
1374 | WORK CHANGE ORDER | 630108053 | 0003 | 18.02.2021 | 1662725.02 | 31891028.10 | 33553753.12 | 0147 | FTTx IBD MUMB0147 Tulsiani Chamber | 3314515 | CHRG:SHALLOW TREN 40MM DUCT W/2 NOS | 50 | 50 M - Meter | 160 | 8000 | EXCAVATION OF SHALLOW TRENCHES MANUALLY/CHIPPING/SLITTING IN ASPHALT / CONCRETE / TILED SURFACE, LAYING 2 NOS 40 MM DUCT AND FILLING THE COMPLETE DEPTH, INCLUDING
1375 | WORK CHANGE ORDER | 630108053 | 0003 | 18.02.2021 | 1662725.02 | 31891028.10 | 33553753.12 | 0147 | FTTx IBD MUMB0147 Tulsiani Chamber | 3293878 | CHRG;CLAMPING-1X40MM/1X7WAY MICRO DUCT | 100 | 100M - Meter | 49 | 4900 | CLAMPING OF THE DUCTS 1 X 40 MM / 1 X 7 WAY MICRO DUCT ( 48 MM OD ) ALONG THE WALL WITH THE HELP OF CLAMPING AT EVERY 1 M C/C#
1376 | WORK CHANGE ORDER | 630108053 | 0003 | 18.02.2021 | 1662725.02 | 31891028.10 | 33553753.12 | 0147 | FTTx IBD MUMB0147 Tulsiani Chamber | 3292713 | CHRGS FOR TRANS&INST OF ADSS CABLE-96F | 500 | 500M - Meter | 40 | 20000 | CHARGES FOR TRANSPORTATION & INSTALLATION OF ADSS CABLE- EIC - 96F#
1377 | WORK CHANGE ORDER | 630108053 | 0003 | 18.02.2021 | 1662725.02 | 31891028.10 | 33553753.12 | 0147 | FTTx IBD MUMB0147 Tulsiani Chamber | 3294064 | INSTALLATION 48 F ADSS / FIG 8 CABLE | 1000 | 1,000 | 34 | 34000 | INSTALLATION OF THE AERIAL CABLE (48 F ADSS / FIG 8 ) ALONG WITH THE ACCESSORIES. RATE INCLUDES SURVEY COST AND LOCAL LIASIONING CHARGES.
1378 | WORK CHANGE ORDER | 630108053 | 0003 | 18.02.2021 | 1662725.02 | 31891028.10 | 33553753.12 | 0147 | FTTx IBD MUMB0147 Tulsiani Chamber | 3294065 | INSTALLATION12F ADSS / FIG 8 CABLE | 1500 | 1,500 | 24 | 36000 | INSTALLATION OF THE AERIAL CABLE (12 F ADSS / FIG 8 ) ALONG WITH THE ACCESSORIES. RATE INCLUDES SURVEY COST AND LOCAL LIASIONING CHARGES.
1379 | WORK CHANGE ORDER | 630108053 | 0003 | 18.02.2021 | 1662725.02 | 31891028.10 | 33553753.12 | 0147 | FTTx IBD MUMB0147 Tulsiani Chamber | 3294710 | INSTALLATION 6F ADSS / FIG 8 CABLE | 500 | M - Meter | 19 | 9500 | INSTALLATION OF THE AERIAL CABLE (6 F ADSS / FIG 8 ) ALONG WITH THE ACCESSORIES. RATE INCLUDES SURVEY COST AND LOCAL LIASIONING CHARGES. #
1380 | WORK CHANGE ORDER | 630108053 | 0003 | 18.02.2021 | 1662725.02 | 31891028.10 | 33553753.12 | 0147 | FTTx IBD MUMB0147 Tulsiani Chamber | 3252599 | BLOWING OF 96F | 500 | M - Meter | 15 | 7500 | CHARGES FOR BLOWING OF 96F FIBRE.
1381 | WORK CHANGE ORDER | 630108053 | 0003 | 18.02.2021 | 1662725.02 | 31891028.10 | 33553753.12 | 0147 | FTTx IBD MUMB0147 Tulsiani Chamber | 3294262 | BLOWING / PULLING-48 F | 700 | M - Meter | 10 | 7000 | PULLING/BLOWING OF OFC- 48 F INCLUDING ALL MATERIALS, LABOUR, TOOLS, TACKLES, ETC.. #
1382 | WORK CHANGE ORDER | 630108053 | 0003 | 18.02.2021 | 1662725.02 | 31891028.10 | 33553753.12 | 0147 | FTTx IBD MUMB0147 Tulsiani Chamber | 3294264 | BLOWING / PULLING-12 F | 2000 | 2,000 | 7 | 14000 | PULLING/BLOWING OF OFC-12F INCLUDING ALL MATERIALS, LABOUR, TOOLS, TACKLES, ETC.. #
1383 | WORK CHANGE ORDER | 630108053 | 0003 | 18.02.2021 | 1662725.02 | 31891028.10 | 33553753.12 | 0147 | FTTx IBD MUMB0147 Tulsiani Chamber | 3294265 | BLOWING / PULLING-6 F | 1000 | 1,000 | 5 | 5000 | PULLING/BLOWING OF OFC-6F INCLUDING ALL MATERIALS, LABOUR, TOOLS, TACKLES, ETC.. #
1384 | WORK CHANGE ORDER | 630108053 | 0003 | 18.02.2021 | 1662725.02 | 31891028.10 | 33553753.12 | 0147 | FTTx IBD MUMB0147 Tulsiani Chamber | 3291570 | INSTLTN OF ACCESS CHAMBER 750X400X500 MM | 2 | 2 EA - each | 2328 | 4656 | INSTALLATION OF ACCESS CHAMBERS - SIZE - 750X400X500 MM DEEP.#INCLUDING COVER & LIFTING OF ACCESS CHAMBER-UPTO 50KMS INCLUDING HANDLING ,#EXCAVATION &
1385 | WORK CHANGE ORDER | 630108053 | 0003 | 18.02.2021 | 1662725.02 | 31891028.10 | 33553753.12 | 0147 | FTTx IBD MUMB0147 Tulsiani Chamber | 3314518 | INST OF PULLING CHAMBER 400X400X500MM | 10 | 10 EA - each | 970 | 9700 | INSTALLATION OF PULLING CHAMBERS - SIZE - 400X400X500 MM DEEP ; INCLUDING COVER .#EXCAVATION & BACKFILLING OF PITS ETC AS PER DRAWINGS , SPECIFICATIONS#AND AS
1386 | WORK CHANGE ORDER | 630108053 | 0003 | 18.02.2021 | 1662725.02 | 31891028.10 | 33553753.12 | 0147 | FTTx IBD MUMB0147 Tulsiani Chamber | 3294239 | CHRG;REINST,TRENCH,PCC-1:2:4,GRAVEL 20MM | 1 | 1 M3 - Cubic meter | 5335 | 5335 | CHARGES FOR REINSTATEMENT OF THE TRENCHES / PITS INCLUDING ALL MATERIALS , LABOUR, TOOLS TACKES ETC..BY PCC -1:2:4 GRAVEL SIZE - 20 MM & CURING FOR 7 DAYS. THIS ITEM
1387 | WORK CHANGE ORDER | 630108053 | 0003 | 18.02.2021 | 1662725.02 | 31891028.10 | 33553753.12 | 0147 | FTTx IBD MUMB0147 Tulsiani Chamber | 3291785 | RSTRTN EXCVTD SURFACE- W/COLD BITUMEN | 10 | 10 M - Meter | 1000 | 10000 | CHARGES FOR RESTORATION OF THE EXCAVATED SURFACES USING THE COLD BITUMEN INCLUDING PROPER COMPACTION ETC. ALL COMPLETE INCLUDING ALL MATERIALS TOOLS TACKLES
1388 | WORK CHANGE ORDER | 630108053 | 0003 | 18.02.2021 | 1662725.02 | 31891028.10 | 33553753.12 | 0147 | FTTx IBD MUMB0147 Tulsiani Chamber | 3291786 | RSTRTN EXCVTD SURFACES-W/ HOT BITUMEN | 10 | 10 M - Meter | 383 | 3830 | CHARGES FOR RESTORATION OF THE EXCAVATED SURFACES USING THE HOT BITUMEN INCLUDING PROPER COMPACTION ETC. ALL COMPLETE INCLUDING ALL MATERIALS TOOLS TACKLES
1389 | WORK CHANGE ORDER | 630108053 | 0003 | 18.02.2021 | 1662725.02 | 31891028.10 | 33553753.12 | 0147 | FTTx IBD MUMB0147 Tulsiani Chamber | 3290664 | CHRG F/RESTORATN OF SURF ;W/EXT TILES | 30 | 30 M - Meter | 286 | 8580 | CHARGES FOR RESTORATION OF THE EXCAVATED SURFACES USING THE EXISTING TILES OVER 100 MM THICK CONCRETE BEDDING. THE COST TO INCLUDE THE COST OF THE TILES,
1390 | WORK CHANGE ORDER | 630108053 | 0003 | 18.02.2021 | 1662725.02 | 31891028.10 | 33553753.12 | 0147 | FTTx IBD MUMB0147 Tulsiani Chamber | 3291784 | RSTRTN EXCVTD SURFACE-W/ PAVER BLOCK | 30 | 30 M - Meter | 631 | 18930 | CHARGES FOR RESTORATION OF THE EXCAVATED SURFACE USING NEW INTER LOCKING PAVER BLOCK OVER 100 MM THICK CONCRETE BEDDING. THE COST TO INCLUDE THE COST OF THE
1391 | WORK CHANGE ORDER | 630108053 | 0003 | 18.02.2021 | 1662725.02 | 31891028.10 | 33553753.12 | 0147 | FTTx IBD MUMB0147 Tulsiani Chamber | 3291783 | RESTORATION OF EXCV SURFACE-W/KOTA STONE | 10 | 10 M - Meter | 550 | 5500 | CHARGES FOR RESTORATION OF THE EXCAVATED SURFACE USING NEW KOTA STONE OVER 100 MM THICK CONCRETE BEDDING. THE COST TO INCLUDE THE COST OF THE KOTA STONE ,
1392 | WORK CHANGE ORDER | 630108053 | 0003 | 18.02.2021 | 1662725.02 | 31891028.10 | 33553753.12 | 0147 | FTTx IBD MUMB0147 Tulsiani Chamber | 3290665 | CHRG F/RESTORATN OF SURF ;W/CHEQUED TILE | 30 | 30 M - Meter | 419 | 12570 | CHARGES FOR RESTORATION OF THE EXCAVATED SURFACE USING NEW INTER CHEQUERED TILE OVER 100 MM THICK CONCRETE BEDDING. THE COST TO INCLUDE THE COST OF THE KOTA
1393 | WORK CHANGE ORDER | 630108053 | 0003 | 18.02.2021 | 1662725.02 | 31891028.10 | 33553753.12 | 0147 | FTTx IBD MUMB0147 Tulsiani Chamber | 3171149 | S/FIXING PVC CONDUIT 25 MM | 1000 | 1,000 | 60 | 60000 | S/FIXING PVC CONDUIT 25MM
1394 | WORK CHANGE ORDER | 630108053 | 0003 | 18.02.2021 | 1662725.02 | 31891028.10 | 33553753.12 | 0147 | FTTx IBD MUMB0147 Tulsiani Chamber | 3171151 | S/FIXING PVC CONDUIT 40 MM | 600 | M - Meter | 111 | 66600 | S/FIXING PVC CONDUIT 40 MM
1395 | WORK CHANGE ORDER | 630108053 | 0003 | 18.02.2021 | 1662725.02 | 31891028.10 | 33553753.12 | 0147 | FTTx IBD MUMB0147 Tulsiani Chamber | 3318608 | S&I 25MM PVC CONDUIT USING SCAFFOLDING | 100 | 100M - Meter | 133 | 13300 | SUPPLY AND INSTALLATION OF 25MM OUTER DIA CONDUIT ON EXTERNAL WALL WITH THE HELP OF JHOOLA HOLDING INCLUDING MANPOWER, COUPLERS, BENDS, TEES, SADDLES, CLAMPS,
1396 | WORK CHANGE ORDER | 630108053 | 0003 | 18.02.2021 | 1662725.02 | 31891028.10 | 33553753.12 | 0147 | FTTx IBD MUMB0147 Tulsiani Chamber | 3318609 | S&I 40MM PVC CONDUIT USING SCAFFOLDING | 100 | 100M - Meter | 188 | 18800 | SUPPLY AND INSTALLATION OF 40MM OUTER DIA CONDUIT ON EXTERNAL WALL WITH THE HELP OF JHOOLA HOLDING INCLUDING MANPOWER, COUPLERS, BENDS, TEES, SADDLES, CLAMPS,
1397 | WORK CHANGE ORDER | 630108053 | 0003 | 18.02.2021 | 1662725.02 | 31891028.10 | 33553753.12 | 0147 | FTTx IBD MUMB0147 Tulsiani Chamber | 3206508 | SUP&LAY FLEX PVC CONDUIT DIA 25MM | 200 | M - Meter | 71 | 14200 | Supplying and laying of following sizes of flexible PVC conduit along with conduit accessories complete as required.
1398 | WORK CHANGE ORDER | 630108053 | 0003 | 18.02.2021 | 1662725.02 | 31891028.10 | 33553753.12 | 0147 | FTTx IBD MUMB0147 Tulsiani Chamber | 3206510 | SUP&LAY FLEX PVC CONDUIT DIA 40MM | 150 | M - Meter | 116 | 17400 | Supplying and laying of following sizes of flexible PVC conduit along with conduit
1399 | WORK CHANGE ORDER | 630108053 | 0003 | 18.02.2021 | 1662725.02 | 31891028.10 | 33553753.12 | 0147 | FTTx IBD MUMB0147 Tulsiani Chamber | 3318971 | S&I 25MM FLEXI PVC CONDUIT W/SCAFFOLDING | 100 | 100M - Meter | 144 | 14400 | SUPPLY AND INSTALLATION OF 25MM DIA REINFORCED FLEXIBLE CONDUIT ON EXTERNAL WALL WITH THE HELP OF JHOOLA HOLDING INCLUDING MANPOWER, COUPLERS, BENDS, TEES,
1400 | WORK CHANGE ORDER | 630108053 | 0003 | 18.02.2021 | 1662725.02 | 31891028.10 | 33553753.12 | 0147 | FTTx IBD MUMB0147 Tulsiani Chamber | 3318972 | S&I 40MM FLEXI PVC CONDUIT W/SCAFFOLDING | 100 | 100M - Meter | 194 | 19400 | SUPPLY AND INSTALLATION OF 40MM DIA REINFORCED FLEXIBLE CONDUIT ON EXTERNAL WALL WITH THE HELP OF JHOOLA HOLDING INCLUDING MANPOWER, COUPLERS, BENDS, TEES,
1401 | WORK CHANGE ORDER | 630108053 | 0003 | 18.02.2021 | 1662725.02 | 31891028.10 | 33553753.12 | 0147 | FTTx IBD MUMB0147 Tulsiani Chamber | 3319687 | P&F PVC JUNCTION BOX 40MM,4-WAY | 150 | EA - each | 30 | 4500 | CHARGES FOR SUPPLYING AND FIXING OF PVC JUNCTION BOX 40MM,FOUR WAY IN REQUIRED POSITION ALONG THE LINE OF PVC CONDUIT#
1402 | WORK CHANGE ORDER | 630108053 | 0003 | 18.02.2021 | 1662725.02 | 31891028.10 | 33553753.12 | 0147 | FTTx IBD MUMB0147 Tulsiani Chamber | 3319688 | P&F PVC JUNCTION BOX 40MM,3-WAY | 150 | EA - each | 30 | 4500 | CHARGES FOR SUPPLYING AND FIXING OF PVC JUNCTION BOX 40MM,THREE WAY IN REQUIRED POSITION ALONG THE LINE OF PVC CONDUIT#
1403 | WORK CHANGE ORDER | 630108053 | 0003 | 18.02.2021 | 1662725.02 | 31891028.10 | 33553753.12 | 0147 | FTTx IBD MUMB0147 Tulsiani Chamber | 3192918 | CHRG:S/F:PVC JUNCTION BOX 25MM,4-WAY | 150 | 150EA - each | 19 | 2850 | CHARGES FOR SUPPLYING AND FIXING OF PVC JUNCTION BOX
1404 | WORK CHANGE ORDER | 630108053 | 0003 | 18.02.2021 | 1662725.02 | 31891028.10 | 33553753.12 | 0147 | FTTx IBD MUMB0147 Tulsiani Chamber | 3192917 | CHRG:S/F:PVC JUNCTION BOX 25MM,3-WAY | 150 | 150EA - each | 19 | 2850 | CHARGES FOR SUPPLYING AND FIXING OF PVC JUNCTION BOX
1405 | WORK CHANGE ORDER | 630108053 | 0003 | 18.02.2021 | 1662725.02 | 31891028.10 | 33553753.12 | 0147 | FTTx IBD MUMB0147 Tulsiani Chamber | 3259755 | INSTALLATION OF FDC | 15 | EA - each | 49 | 735 | Installation of Fibre Distribution Cabinet
1406 | WORK CHANGE ORDER | 630108053 | 0003 | 18.02.2021 | 1662725.02 | 31891028.10 | 33553753.12 | 0147 | FTTx IBD MUMB0147 Tulsiani Chamber | 3294022 | INSTALLATION OF FAT (WALL/POLE MOUNTED) | 50 | 50 EA - each | 49 | 2450 | INSTALLATION OF FIBRE ACCESS TERMINAL (WALL/POLE MOUNTED)#
1407 | WORK CHANGE ORDER | 630108053 | 0003 | 18.02.2021 | 1662725.02 | 31891028.10 | 33553753.12 | 0147 | FTTx IBD MUMB0147 Tulsiani Chamber | 3293902 | INSTALLATION LEVEL 1 ( S1 ) SPLITTER | 20 | EA - each | 49 | 980 | INSTALLATION OF FREE ISSUED SPLITTER AT SUGGESTED LOCATION INCLUDING ALL MANPOWER, TOOLS TACKLES, HARDWARES ETC. COMPLETE AS PER THE DRG AND DIRECTION OF
1408 | WORK CHANGE ORDER | 630108053 | 0003 | 18.02.2021 | 1662725.02 | 31891028.10 | 33553753.12 | 0147 | FTTx IBD MUMB0147 Tulsiani Chamber | 3293903 | INSTALLATION LEVEL 2 ( S2 ) SPLITTER | 160 | EA - each | 49 | 7840 | INSTALLATION OF FREE ISSUED SPLITTER AT SUGGESTED LOCATION INCLUDING ALL MANPOWER, TOOLS TACKLES, HARDWARES ETC. COMPLETE AS PER THE DRG AND DIRECTION OF
1409 | WORK CHANGE ORDER | 630108053 | 0003 | 18.02.2021 | 1662725.02 | 31891028.10 | 33553753.12 | 0147 | FTTx IBD MUMB0147 Tulsiani Chamber | 3252601 | SPLICING,JOINTING & TERMINATION-48F | 500 | 500.000 NOS - No. | 112 | 56000 | CHARGES FOR SPLICING,JOINTING & TERMINATION OF 48F FIBRE.
1410 | WORK CHANGE ORDER | 630108053 | 0003 | 18.02.2021 | 1662725.02 | 31891028.10 | 33553753.12 | 0147 | FTTx IBD MUMB0147 Tulsiani Chamber | 3252602 | SPLICING,JOINTING & TERMINATION-96F | 192 | 192.000 NOS - No. | 112 | 21504 | CHARGES FOR SPLICING,JOINTING & TERMINATION OF 96F FIBRE.
1411 | WORK CHANGE ORDER | 630108053 | 0003 | 18.02.2021 | 1662725.02 | 31891028.10 | 33553753.12 | 0147 | FTTx IBD MUMB0147 Tulsiani Chamber | 3300512 | SPLICING & TERM OFC,FIXED COST/DAY | 10 | EA - each | 2425 | 24250 | OFC SPLICING&TERMINATION-FIXED COST/DAY#JOB INVOLVES: 1) SPLICING & TERMINATION OF OFC CABLE AS DIRECTED BY EIC. 2) ALL TOOLS AND TACKLES, PPES, CONSUMABLES ARE IN
1412 | WORK CHANGE ORDER | 630108053 | 0003 | 18.02.2021 | 1662725.02 | 31891028.10 | 33553753.12 | 0147 | FTTx IBD MUMB0147 Tulsiani Chamber | 3098777 | A11102-SELF ADHESIVE LABELS | 400 | 400.000 | 10 | 4000 | 420
1413 | WORK CHANGE ORDER | 630108053 | 0003 | 18.02.2021 | 1662725.02 | 31891028.10 | 33553753.12 | 0147 | FTTx IBD MUMB0147 Tulsiani Chamber | 3295194 | PREPARATION OF AS BUILT DRAWINGS SBP | 15 | 15 EA - each | 194 | 2910 | AS-BUILT DRAWING FOR ALL WORKS PERFORMED AS PER SCOPE
1414 | WORK CHANGE ORDER | 630108053 | 0003 | 18.02.2021 | 1662725.02 | 31891028.10 | 33553753.12 | 0147 | FTTx IBD MUMB0147 Tulsiani Chamber | 3111341 | DISPOSAL OF WASTE MATERIALS DEBRIS ETC. | 15 | 15.000 NOS - No. | 679 | 10185 | Collection & disposal of various kinds of unwanted materials / debris
1415 | WORK CHANGE ORDER | 630108053 | 0003 | 18.02.2021 | 1662725.02 | 31891028.10 | 33553753.12 | 0147 | FTTx IBD MUMB0147 Tulsiani Chamber | 3295891 | MATERIAL STORAGE & SECONDARY TRNSPT | 15 | 15 EA - each | 485 | 7275 | STORAGE AND SECONDARY TRANSPORTATION OF FIM MATERIAL TO BUILDINGS, TO BE CALCULATED PER BUILDING#
1416 | WORK CHANGE ORDER | 630108053 | 0003 | 18.02.2021 | 1662725.02 | 31891028.10 | 33553753.12 | 0147 | FTTx IBD MUMB0147 Tulsiani Chamber | 3295897 | CHRG: PRE EXECUTION BUILDING SURVEY | 15 | 15 EA - each | 290 | 4350 | PRE EXECUTION BUILDING SURVEY:#THIS IS BUILDING SURVEY BEFORE DEPLOYMENT INSIDE BUILDING DEPLOYMENT/CONSTRUCTION INCLUDES LAYING OF CONDUITS AND OTHER ODN
1417 | WORK CHANGE ORDER | 630108053 | 0003 | 18.02.2021 | 1662725.02 | 31891028.10 | 33553753.12 | 0147 | FTTx IBD MUMB0147 Tulsiani Chamber | 3318382 | CHRG DRILLING OF HOLE 25MM IN BRICK WALL | 50 | 50 EA - each | 82 | 4100 | CHARGES FOR DRILLING HOLES OF DIAMETER 25MM IN BRICK WALL WITH PROPER DRILL MACHINE AND REINSTATEMENT AFTER CONDUITING TO ENSURE WATER PROOFING OF HOLE.#
1418 | WORK CHANGE ORDER | 630108053 | 0003 | 18.02.2021 | 1662725.02 | 31891028.10 | 33553753.12 | 0147 | FTTx IBD MUMB0147 Tulsiani Chamber | 3318381 | CHRG DRILLING OF HOLE 40MM IN BRICK WALL | 50 | 50 EA - each | 131 | 6550 | CHARGES FOR DRILLING HOLES OF DIAMETER 40MM IN BRICK WALL WITH PROPER DRILL MACHINE AND REINSTATEMENT AFTER CONDUITING TO ENSURE WATER PROOFING OF HOLE.#
1419 | WORK CHANGE ORDER | 630108053 | 0003 | 18.02.2021 | 1662725.02 | 31891028.10 | 33553753.12 | 0147 | FTTx IBD MUMB0147 Tulsiani Chamber | 3318200 | CHRG DRILLING OF HOLE 25MM DIA IN RCC | 50 | 50 EA - each | 131 | 6550 | CHARGES FOR DRILLING HOLES OF DIAMETER 25MM IN RCC WITH PROPER DRILL MACHINE AND REINSTATEMENT AFTER CONDUITING TO ENSURE WATER PROOFING OF HOLE.#
1420 | WORK CHANGE ORDER | 630108053 | 0003 | 18.02.2021 | 1662725.02 | 31891028.10 | 33553753.12 | 0147 | FTTx IBD MUMB0147 Tulsiani Chamber | 3297469 | CHRG:DRILLING OF HOLE 40MM DIA IN RCC | 50 | 50 EA - each | 165 | 8250 | CHARGES FOR DRILLING HOLES OF DIAMETER ~40MM IN RCC WITH PROPER DRILL MACHINE AND REINSTATEMENT AFTER CONDUITING TO ENSURE WATER PROOFING OF HOLE.
1421 | WORK CHANGE ORDER | 630108053 | 0003 | 18.02.2021 | 1662725.02 | 31891028.10 | 33553753.12 | 0147 | FTTx IBD MUMB0147 Tulsiani Chamber | 3319692 | S&I SIMPLEX PLUG,F/40MM HDPE DUCT | 60 | EA - each | 49 | 2940 | CHARGES FOR SUPPLYING AND FIXING OF SIMPLEX PLUG FOR 40 MM HDPE DUCT#
1422 | WORK CHANGE ORDER | 630108053 | 0003 | 18.02.2021 | 1662725.02 | 31891028.10 | 33553753.12 | 0152 | FTTx IBD MUMB0152 Prem Court | 3293883 | CHRG;SHALLOW TRENCH 40 OR 48MM 7WAY DUCT | 50 | 50 M - Meter | 160 | 8000 | EXCAVATION OF SHALLOW TRENCHES MANUALLY/CHIPPING/SLITTING UPTO A DEPTH OF 300 MM, WIDE UP TO 100 MM IN ASPHALT / CONCRETE / TILED SURFACE, LAYING 1 X 40 MM / 1 X 7
1423 | WORK CHANGE ORDER | 630108053 | 0003 | 18.02.2021 | 1662725.02 | 31891028.10 | 33553753.12 | 0152 | FTTx IBD MUMB0152 Prem Court | 3314515 | CHRG:SHALLOW TREN 40MM DUCT W/2 NOS | 50 | 50 M - Meter | 160 | 8000 | EXCAVATION OF SHALLOW TRENCHES MANUALLY/CHIPPING/SLITTING IN ASPHALT / CONCRETE / TILED SURFACE, LAYING 2 NOS 40 MM DUCT AND FILLING THE COMPLETE DEPTH, INCLUDING
1424 | WORK CHANGE ORDER | 630108053 | 0003 | 18.02.2021 | 1662725.02 | 31891028.10 | 33553753.12 | 0152 | FTTx IBD MUMB0152 Prem Court | 3293878 | CHRG;CLAMPING-1X40MM/1X7WAY MICRO DUCT | 100 | 100M - Meter | 49 | 4900 | CLAMPING OF THE DUCTS 1 X 40 MM / 1 X 7 WAY MICRO DUCT ( 48 MM OD ) ALONG THE WALL WITH THE HELP OF CLAMPING AT EVERY 1 M C/C#
1425 | WORK CHANGE ORDER | 630108053 | 0003 | 18.02.2021 | 1662725.02 | 31891028.10 | 33553753.12 | 0152 | FTTx IBD MUMB0152 Prem Court | 3292713 | CHRGS FOR TRANS&INST OF ADSS CABLE-96F | 500 | 500M - Meter | 40 | 20000 | CHARGES FOR TRANSPORTATION & INSTALLATION OF ADSS CABLE- EIC - 96F#
1426 | WORK CHANGE ORDER | 630108053 | 0003 | 18.02.2021 | 1662725.02 | 31891028.10 | 33553753.12 | 0152 | FTTx IBD MUMB0152 Prem Court | 3294064 | INSTALLATION 48 F ADSS / FIG 8 CABLE | 1000 | 1,000 | 34 | 34000 | INSTALLATION OF THE AERIAL CABLE (48 F ADSS / FIG 8 ) ALONG WITH THE ACCESSORIES. RATE INCLUDES SURVEY COST AND LOCAL LIASIONING CHARGES.
1427 | WORK CHANGE ORDER | 630108053 | 0003 | 18.02.2021 | 1662725.02 | 31891028.10 | 33553753.12 | 0152 | FTTx IBD MUMB0152 Prem Court | 3294065 | INSTALLATION12F ADSS / FIG 8 CABLE | 1500 | 1,500 | 24 | 36000 | INSTALLATION OF THE AERIAL CABLE (12 F ADSS / FIG 8 ) ALONG WITH THE ACCESSORIES. RATE INCLUDES SURVEY COST AND LOCAL LIASIONING CHARGES.
1428 | WORK CHANGE ORDER | 630108053 | 0003 | 18.02.2021 | 1662725.02 | 31891028.10 | 33553753.12 | 0152 | FTTx IBD MUMB0152 Prem Court | 3294710 | INSTALLATION 6F ADSS / FIG 8 CABLE | 500 | M - Meter | 19 | 9500 | INSTALLATION OF THE AERIAL CABLE (6 F ADSS / FIG 8 ) ALONG WITH THE ACCESSORIES. RATE INCLUDES SURVEY COST AND LOCAL LIASIONING CHARGES. #
1429 | WORK CHANGE ORDER | 630108053 | 0003 | 18.02.2021 | 1662725.02 | 31891028.10 | 33553753.12 | 0152 | FTTx IBD MUMB0152 Prem Court | 3252599 | BLOWING OF 96F | 500 | M - Meter | 15 | 7500 | CHARGES FOR BLOWING OF 96F FIBRE.
1430 | WORK CHANGE ORDER | 630108053 | 0003 | 18.02.2021 | 1662725.02 | 31891028.10 | 33553753.12 | 0152 | FTTx IBD MUMB0152 Prem Court | 3294262 | BLOWING / PULLING-48 F | 700 | M - Meter | 10 | 7000 | PULLING/BLOWING OF OFC- 48 F INCLUDING ALL MATERIALS, LABOUR, TOOLS, TACKLES, ETC.. #
1431 | WORK CHANGE ORDER | 630108053 | 0003 | 18.02.2021 | 1662725.02 | 31891028.10 | 33553753.12 | 0152 | FTTx IBD MUMB0152 Prem Court | 3294264 | BLOWING / PULLING-12 F | 2000 | 2,000 | 7 | 14000 | PULLING/BLOWING OF OFC-12F INCLUDING ALL MATERIALS, LABOUR, TOOLS, TACKLES, ETC.. #
1432 | WORK CHANGE ORDER | 630108053 | 0003 | 18.02.2021 | 1662725.02 | 31891028.10 | 33553753.12 | 0152 | FTTx IBD MUMB0152 Prem Court | 3294265 | BLOWING / PULLING-6 F | 1000 | 1,000 | 5 | 5000 | PULLING/BLOWING OF OFC-6F INCLUDING ALL MATERIALS, LABOUR, TOOLS, TACKLES, ETC.. #
1433 | WORK CHANGE ORDER | 630108053 | 0003 | 18.02.2021 | 1662725.02 | 31891028.10 | 33553753.12 | 0152 | FTTx IBD MUMB0152 Prem Court | 3291570 | INSTLTN OF ACCESS CHAMBER 750X400X500 MM | 2 | 2 EA - each | 2328 | 4656 | INSTALLATION OF ACCESS CHAMBERS - SIZE - 750X400X500 MM DEEP.#INCLUDING COVER & LIFTING OF ACCESS CHAMBER-UPTO 50KMS INCLUDING HANDLING ,#EXCAVATION &
1434 | WORK CHANGE ORDER | 630108053 | 0003 | 18.02.2021 | 1662725.02 | 31891028.10 | 33553753.12 | 0152 | FTTx IBD MUMB0152 Prem Court | 3314518 | INST OF PULLING CHAMBER 400X400X500MM | 10 | 10 EA - each | 970 | 9700 | INSTALLATION OF PULLING CHAMBERS - SIZE - 400X400X500 MM DEEP ; INCLUDING COVER .#EXCAVATION & BACKFILLING OF PITS ETC AS PER DRAWINGS , SPECIFICATIONS#AND AS
1435 | WORK CHANGE ORDER | 630108053 | 0003 | 18.02.2021 | 1662725.02 | 31891028.10 | 33553753.12 | 0152 | FTTx IBD MUMB0152 Prem Court | 3294239 | CHRG;REINST,TRENCH,PCC-1:2:4,GRAVEL 20MM | 1 | 1 M3 - Cubic meter | 5335 | 5335 | CHARGES FOR REINSTATEMENT OF THE TRENCHES / PITS INCLUDING ALL MATERIALS , LABOUR, TOOLS TACKES ETC..BY PCC -1:2:4 GRAVEL SIZE - 20 MM & CURING FOR 7 DAYS. THIS ITEM
1436 | WORK CHANGE ORDER | 630108053 | 0003 | 18.02.2021 | 1662725.02 | 31891028.10 | 33553753.12 | 0152 | FTTx IBD MUMB0152 Prem Court | 3291785 | RSTRTN EXCVTD SURFACE- W/COLD BITUMEN | 10 | 10 M - Meter | 1000 | 10000 | CHARGES FOR RESTORATION OF THE EXCAVATED SURFACES USING THE COLD BITUMEN INCLUDING PROPER COMPACTION ETC. ALL COMPLETE INCLUDING ALL MATERIALS TOOLS TACKLES
1437 | WORK CHANGE ORDER | 630108053 | 0003 | 18.02.2021 | 1662725.02 | 31891028.10 | 33553753.12 | 0152 | FTTx IBD MUMB0152 Prem Court | 3291786 | RSTRTN EXCVTD SURFACES-W/ HOT BITUMEN | 10 | 10 M - Meter | 383 | 3830 | CHARGES FOR RESTORATION OF THE EXCAVATED SURFACES USING THE HOT BITUMEN INCLUDING PROPER COMPACTION ETC. ALL COMPLETE INCLUDING ALL MATERIALS TOOLS TACKLES
1438 | WORK CHANGE ORDER | 630108053 | 0003 | 18.02.2021 | 1662725.02 | 31891028.10 | 33553753.12 | 0152 | FTTx IBD MUMB0152 Prem Court | 3290664 | CHRG F/RESTORATN OF SURF ;W/EXT TILES | 30 | 30 M - Meter | 286 | 8580 | CHARGES FOR RESTORATION OF THE EXCAVATED SURFACES USING THE EXISTING TILES OVER 100 MM THICK CONCRETE BEDDING. THE COST TO INCLUDE THE COST OF THE TILES,
1439 | WORK CHANGE ORDER | 630108053 | 0003 | 18.02.2021 | 1662725.02 | 31891028.10 | 33553753.12 | 0152 | FTTx IBD MUMB0152 Prem Court | 3291784 | RSTRTN EXCVTD SURFACE-W/ PAVER BLOCK | 30 | 30 M - Meter | 631 | 18930 | CHARGES FOR RESTORATION OF THE EXCAVATED SURFACE USING NEW INTER LOCKING PAVER BLOCK OVER 100 MM THICK CONCRETE BEDDING. THE COST TO INCLUDE THE COST OF THE
1440 | WORK CHANGE ORDER | 630108053 | 0003 | 18.02.2021 | 1662725.02 | 31891028.10 | 33553753.12 | 0152 | FTTx IBD MUMB0152 Prem Court | 3291783 | RESTORATION OF EXCV SURFACE-W/KOTA STONE | 10 | 10 M - Meter | 550 | 5500 | CHARGES FOR RESTORATION OF THE EXCAVATED SURFACE USING NEW KOTA STONE OVER 100 MM THICK CONCRETE BEDDING. THE COST TO INCLUDE THE COST OF THE KOTA STONE ,
1441 | WORK CHANGE ORDER | 630108053 | 0003 | 18.02.2021 | 1662725.02 | 31891028.10 | 33553753.12 | 0152 | FTTx IBD MUMB0152 Prem Court | 3290665 | CHRG F/RESTORATN OF SURF ;W/CHEQUED TILE | 30 | 30 M - Meter | 419 | 12570 | CHARGES FOR RESTORATION OF THE EXCAVATED SURFACE USING NEW INTER CHEQUERED TILE OVER 100 MM THICK CONCRETE BEDDING. THE COST TO INCLUDE THE COST OF THE KOTA
1442 | WORK CHANGE ORDER | 630108053 | 0003 | 18.02.2021 | 1662725.02 | 31891028.10 | 33553753.12 | 0152 | FTTx IBD MUMB0152 Prem Court | 3171149 | S/FIXING PVC CONDUIT 25 MM | 1000 | 1,000 | 60 | 60000 | S/FIXING PVC CONDUIT 25MM
1443 | WORK CHANGE ORDER | 630108053 | 0003 | 18.02.2021 | 1662725.02 | 31891028.10 | 33553753.12 | 0152 | FTTx IBD MUMB0152 Prem Court | 3171151 | S/FIXING PVC CONDUIT 40 MM | 600 | M - Meter | 111 | 66600 | S/FIXING PVC CONDUIT 40 MM
1444 | WORK CHANGE ORDER | 630108053 | 0003 | 18.02.2021 | 1662725.02 | 31891028.10 | 33553753.12 | 0152 | FTTx IBD MUMB0152 Prem Court | 3318608 | S&I 25MM PVC CONDUIT USING SCAFFOLDING | 100 | 100M - Meter | 133 | 13300 | SUPPLY AND INSTALLATION OF 25MM OUTER DIA CONDUIT ON EXTERNAL WALL WITH THE HELP OF JHOOLA HOLDING INCLUDING MANPOWER, COUPLERS, BENDS, TEES, SADDLES, CLAMPS,
1445 | WORK CHANGE ORDER | 630108053 | 0003 | 18.02.2021 | 1662725.02 | 31891028.10 | 33553753.12 | 0152 | FTTx IBD MUMB0152 Prem Court | 3318609 | S&I 40MM PVC CONDUIT USING SCAFFOLDING | 100 | 100M - Meter | 188 | 18800 | SUPPLY AND INSTALLATION OF 40MM OUTER DIA CONDUIT ON EXTERNAL WALL WITH THE HELP OF JHOOLA HOLDING INCLUDING MANPOWER, COUPLERS, BENDS, TEES, SADDLES, CLAMPS,
1446 | WORK CHANGE ORDER | 630108053 | 0003 | 18.02.2021 | 1662725.02 | 31891028.10 | 33553753.12 | 0152 | FTTx IBD MUMB0152 Prem Court | 3206508 | SUP&LAY FLEX PVC CONDUIT DIA 25MM | 200 | M - Meter | 71 | 14200 | Supplying and laying of following sizes of flexible PVC conduit along with conduit accessories complete as required.
1447 | WORK CHANGE ORDER | 630108053 | 0003 | 18.02.2021 | 1662725.02 | 31891028.10 | 33553753.12 | 0152 | FTTx IBD MUMB0152 Prem Court | 3206510 | SUP&LAY FLEX PVC CONDUIT DIA 40MM | 150 | M - Meter | 116 | 17400 | Supplying and laying of following sizes of flexible PVC conduit along with conduit
1448 | WORK CHANGE ORDER | 630108053 | 0003 | 18.02.2021 | 1662725.02 | 31891028.10 | 33553753.12 | 0152 | FTTx IBD MUMB0152 Prem Court | 3318971 | S&I 25MM FLEXI PVC CONDUIT W/SCAFFOLDING | 100 | 100M - Meter | 144 | 14400 | SUPPLY AND INSTALLATION OF 25MM DIA REINFORCED FLEXIBLE CONDUIT ON EXTERNAL WALL WITH THE HELP OF JHOOLA HOLDING INCLUDING MANPOWER, COUPLERS, BENDS, TEES,
1449 | WORK CHANGE ORDER | 630108053 | 0003 | 18.02.2021 | 1662725.02 | 31891028.10 | 33553753.12 | 0152 | FTTx IBD MUMB0152 Prem Court | 3318972 | S&I 40MM FLEXI PVC CONDUIT W/SCAFFOLDING | 100 | 100M - Meter | 194 | 19400 | SUPPLY AND INSTALLATION OF 40MM DIA REINFORCED FLEXIBLE CONDUIT ON EXTERNAL WALL WITH THE HELP OF JHOOLA HOLDING INCLUDING MANPOWER, COUPLERS, BENDS, TEES,
1450 | WORK CHANGE ORDER | 630108053 | 0003 | 18.02.2021 | 1662725.02 | 31891028.10 | 33553753.12 | 0152 | FTTx IBD MUMB0152 Prem Court | 3319687 | P&F PVC JUNCTION BOX 40MM,4-WAY | 150 | EA - each | 30 | 4500 | CHARGES FOR SUPPLYING AND FIXING OF PVC JUNCTION BOX 40MM,FOUR WAY IN REQUIRED POSITION ALONG THE LINE OF PVC CONDUIT#
1451 | WORK CHANGE ORDER | 630108053 | 0003 | 18.02.2021 | 1662725.02 | 31891028.10 | 33553753.12 | 0152 | FTTx IBD MUMB0152 Prem Court | 3319688 | P&F PVC JUNCTION BOX 40MM,3-WAY | 150 | EA - each | 30 | 4500 | CHARGES FOR SUPPLYING AND FIXING OF PVC JUNCTION BOX 40MM,THREE WAY IN REQUIRED POSITION ALONG THE LINE OF PVC CONDUIT#
1452 | WORK CHANGE ORDER | 630108053 | 0003 | 18.02.2021 | 1662725.02 | 31891028.10 | 33553753.12 | 0152 | FTTx IBD MUMB0152 Prem Court | 3192918 | CHRG:S/F:PVC JUNCTION BOX 25MM,4-WAY | 150 | 150EA - each | 19 | 2850 | CHARGES FOR SUPPLYING AND FIXING OF PVC JUNCTION BOX
1453 | WORK CHANGE ORDER | 630108053 | 0003 | 18.02.2021 | 1662725.02 | 31891028.10 | 33553753.12 | 0152 | FTTx IBD MUMB0152 Prem Court | 3192917 | CHRG:S/F:PVC JUNCTION BOX 25MM,3-WAY | 150 | 150EA - each | 19 | 2850 | CHARGES FOR SUPPLYING AND FIXING OF PVC JUNCTION BOX
1454 | WORK CHANGE ORDER | 630108053 | 0003 | 18.02.2021 | 1662725.02 | 31891028.10 | 33553753.12 | 0152 | FTTx IBD MUMB0152 Prem Court | 3259755 | INSTALLATION OF FDC | 15 | EA - each | 49 | 735 | Installation of Fibre Distribution Cabinet
1455 | WORK CHANGE ORDER | 630108053 | 0003 | 18.02.2021 | 1662725.02 | 31891028.10 | 33553753.12 | 0152 | FTTx IBD MUMB0152 Prem Court | 3294022 | INSTALLATION OF FAT (WALL/POLE MOUNTED) | 50 | 50 EA - each | 49 | 2450 | INSTALLATION OF FIBRE ACCESS TERMINAL (WALL/POLE MOUNTED)#
1456 | WORK CHANGE ORDER | 630108053 | 0003 | 18.02.2021 | 1662725.02 | 31891028.10 | 33553753.12 | 0152 | FTTx IBD MUMB0152 Prem Court | 3293902 | INSTALLATION LEVEL 1 ( S1 ) SPLITTER | 20 | EA - each | 49 | 980 | INSTALLATION OF FREE ISSUED SPLITTER AT SUGGESTED LOCATION INCLUDING ALL MANPOWER, TOOLS TACKLES, HARDWARES ETC. COMPLETE AS PER THE DRG AND DIRECTION OF
1457 | WORK CHANGE ORDER | 630108053 | 0003 | 18.02.2021 | 1662725.02 | 31891028.10 | 33553753.12 | 0152 | FTTx IBD MUMB0152 Prem Court | 3293903 | INSTALLATION LEVEL 2 ( S2 ) SPLITTER | 160 | EA - each | 49 | 7840 | INSTALLATION OF FREE ISSUED SPLITTER AT SUGGESTED LOCATION INCLUDING ALL MANPOWER, TOOLS TACKLES, HARDWARES ETC. COMPLETE AS PER THE DRG AND DIRECTION OF
1458 | WORK CHANGE ORDER | 630108053 | 0003 | 18.02.2021 | 1662725.02 | 31891028.10 | 33553753.12 | 0152 | FTTx IBD MUMB0152 Prem Court | 3252601 | SPLICING,JOINTING & TERMINATION-48F | 500 | 500.000 NOS - No. | 112 | 56000 | CHARGES FOR SPLICING,JOINTING & TERMINATION OF 48F FIBRE.
1459 | WORK CHANGE ORDER | 630108053 | 0003 | 18.02.2021 | 1662725.02 | 31891028.10 | 33553753.12 | 0152 | FTTx IBD MUMB0152 Prem Court | 3252602 | SPLICING,JOINTING & TERMINATION-96F | 192 | 192.000 NOS - No. | 112 | 21504 | CHARGES FOR SPLICING,JOINTING & TERMINATION OF 96F FIBRE.
1460 | WORK CHANGE ORDER | 630108053 | 0003 | 18.02.2021 | 1662725.02 | 31891028.10 | 33553753.12 | 0152 | FTTx IBD MUMB0152 Prem Court | 3300512 | SPLICING & TERM OFC,FIXED COST/DAY | 10 | EA - each | 2425 | 24250 | OFC SPLICING&TERMINATION-FIXED COST/DAY#JOB INVOLVES: 1) SPLICING & TERMINATION OF OFC CABLE AS DIRECTED BY EIC. 2) ALL TOOLS AND TACKLES, PPES, CONSUMABLES ARE IN
1461 | WORK CHANGE ORDER | 630108053 | 0003 | 18.02.2021 | 1662725.02 | 31891028.10 | 33553753.12 | 0152 | FTTx IBD MUMB0152 Prem Court | 3098777 | A11102-SELF ADHESIVE LABELS | 400 | 400.000 | 10 | 4000 | 420
1462 | WORK CHANGE ORDER | 630108053 | 0003 | 18.02.2021 | 1662725.02 | 31891028.10 | 33553753.12 | 0152 | FTTx IBD MUMB0152 Prem Court | 3295194 | PREPARATION OF AS BUILT DRAWINGS SBP | 15 | 15 EA - each | 194 | 2910 | AS-BUILT DRAWING FOR ALL WORKS PERFORMED AS PER SCOPE
1463 | WORK CHANGE ORDER | 630108053 | 0003 | 18.02.2021 | 1662725.02 | 31891028.10 | 33553753.12 | 0152 | FTTx IBD MUMB0152 Prem Court | 3111341 | DISPOSAL OF WASTE MATERIALS DEBRIS ETC. | 15 | 15.000 NOS - No. | 679 | 10185 | Collection & disposal of various kinds of unwanted materials / debris
1464 | WORK CHANGE ORDER | 630108053 | 0003 | 18.02.2021 | 1662725.02 | 31891028.10 | 33553753.12 | 0152 | FTTx IBD MUMB0152 Prem Court | 3295891 | MATERIAL STORAGE & SECONDARY TRNSPT | 15 | 15 EA - each | 485 | 7275 | STORAGE AND SECONDARY TRANSPORTATION OF FIM MATERIAL TO BUILDINGS, TO BE CALCULATED PER BUILDING#
1465 | WORK CHANGE ORDER | 630108053 | 0003 | 18.02.2021 | 1662725.02 | 31891028.10 | 33553753.12 | 0152 | FTTx IBD MUMB0152 Prem Court | 3295897 | CHRG: PRE EXECUTION BUILDING SURVEY | 15 | 15 EA - each | 290 | 4350 | PRE EXECUTION BUILDING SURVEY:#THIS IS BUILDING SURVEY BEFORE DEPLOYMENT INSIDE BUILDING DEPLOYMENT/CONSTRUCTION INCLUDES LAYING OF CONDUITS AND OTHER ODN
1466 | WORK CHANGE ORDER | 630108053 | 0003 | 18.02.2021 | 1662725.02 | 31891028.10 | 33553753.12 | 0152 | FTTx IBD MUMB0152 Prem Court | 3318382 | CHRG DRILLING OF HOLE 25MM IN BRICK WALL | 50 | 50 EA - each | 82 | 4100 | CHARGES FOR DRILLING HOLES OF DIAMETER 25MM IN BRICK WALL WITH PROPER DRILL MACHINE AND REINSTATEMENT AFTER CONDUITING TO ENSURE WATER PROOFING OF HOLE.#
1467 | WORK CHANGE ORDER | 630108053 | 0003 | 18.02.2021 | 1662725.02 | 31891028.10 | 33553753.12 | 0152 | FTTx IBD MUMB0152 Prem Court | 3318381 | CHRG DRILLING OF HOLE 40MM IN BRICK WALL | 50 | 50 EA - each | 131 | 6550 | CHARGES FOR DRILLING HOLES OF DIAMETER 40MM IN BRICK WALL WITH PROPER DRILL MACHINE AND REINSTATEMENT AFTER CONDUITING TO ENSURE WATER PROOFING OF HOLE.#
1468 | WORK CHANGE ORDER | 630108053 | 0003 | 18.02.2021 | 1662725.02 | 31891028.10 | 33553753.12 | 0152 | FTTx IBD MUMB0152 Prem Court | 3318200 | CHRG DRILLING OF HOLE 25MM DIA IN RCC | 50 | 50 EA - each | 131 | 6550 | CHARGES FOR DRILLING HOLES OF DIAMETER 25MM IN RCC WITH PROPER DRILL MACHINE AND REINSTATEMENT AFTER
1469 | WORK CHANGE ORDER | 630108053 | 0003 | 18.02.2021 | 1662725.02 | 31891028.10 | 33553753.12 | 0152 | FTTx IBD MUMB0152 Prem Court | 3297469 | CHRG:DRILLING OF HOLE 40MM DIA IN RCC | 50 | 50 EA - each | 165 | 8250 | CHARGES FOR DRILLING HOLES OF DIAMETER ~40MM IN RCC WITH PROPER DRILL MACHINE AND REINSTATEMENT AFTER CONDUITING TO ENSURE WATER PROOFING OF HOLE.
1470 | WORK CHANGE ORDER | 630108053 | 0003 | 18.02.2021 | 1662725.02 | 31891028.10 | 33553753.12 | 0152 | FTTx IBD MUMB0152 Prem Court | 3319692 | S&I SIMPLEX PLUG,F/40MM HDPE DUCT | 60 | EA - each | 49 | 2940 | CHARGES FOR SUPPLYING AND FIXING OF SIMPLEX PLUG FOR 40 MM HDPE DUCT#
1471 | WORK CHANGE ORDER | 630108053 | 0003 | 18.02.2021 | 1662725.02 | 31891028.10 | 33553753.12 | 0403 | FTTx IBD MUMB0403 Murli Manohar | 3293883 | CHRG;SHALLOW TRENCH 40 OR 48MM 7WAY DUCT | 50 | 50 M - Meter | 160 | 8000 | EXCAVATION OF SHALLOW TRENCHES MANUALLY/CHIPPING/SLITTING UPTO A DEPTH OF 300 MM, WIDE UP TO 100 MM IN ASPHALT / CONCRETE / TILED SURFACE, LAYING 1 X 40 MM / 1 X 7
1472 | WORK CHANGE ORDER | 630108053 | 0003 | 18.02.2021 | 1662725.02 | 31891028.10 | 33553753.12 | 0403 | FTTx IBD MUMB0403 Murli Manohar | 3314515 | CHRG:SHALLOW TREN 40MM DUCT W/2 NOS | 50 | 50 M - Meter | 160 | 8000 | EXCAVATION OF SHALLOW TRENCHES MANUALLY/CHIPPING/SLITTING IN ASPHALT / CONCRETE / TILED SURFACE, LAYING 2 NOS 40 MM DUCT AND FILLING THE COMPLETE DEPTH, INCLUDING
1473 | WORK CHANGE ORDER | 630108053 | 0003 | 18.02.2021 | 1662725.02 | 31891028.10 | 33553753.12 | 0403 | FTTx IBD MUMB0403 Murli Manohar | 3293878 | CHRG;CLAMPING-1X40MM/1X7WAY MICRO DUCT | 100 | 100M - Meter | 49 | 4900 | CLAMPING OF THE DUCTS 1 X 40 MM / 1 X 7 WAY MICRO DUCT ( 48 MM OD ) ALONG THE WALL WITH THE HELP OF CLAMPING AT EVERY 1 M C/C#
1474 | WORK CHANGE ORDER | 630108053 | 0003 | 18.02.2021 | 1662725.02 | 31891028.10 | 33553753.12 | 0403 | FTTx IBD MUMB0403 Murli Manohar | 3292713 | CHRGS FOR TRANS&INST OF ADSS CABLE-96F | 500 | 500M - Meter | 40 | 20000 | CHARGES FOR TRANSPORTATION & INSTALLATION OF ADSS CABLE- EIC - 96F#
1475 | WORK CHANGE ORDER | 630108053 | 0003 | 18.02.2021 | 1662725.02 | 31891028.10 | 33553753.12 | 0403 | FTTx IBD MUMB0403 Murli Manohar | 3294064 | INSTALLATION 48 F ADSS / FIG 8 CABLE | 1000 | 1,000 | 34 | 34000 | INSTALLATION OF THE AERIAL CABLE (48 F ADSS / FIG 8 ) ALONG WITH THE ACCESSORIES. RATE INCLUDES SURVEY COST AND LOCAL LIASIONING CHARGES.
1476 | WORK CHANGE ORDER | 630108053 | 0003 | 18.02.2021 | 1662725.02 | 31891028.10 | 33553753.12 | 0403 | FTTx IBD MUMB0403 Murli Manohar | 3294065 | INSTALLATION12F ADSS / FIG 8 CABLE | 1500 | 1,500 | 24 | 36000 | INSTALLATION OF THE AERIAL CABLE (12 F ADSS / FIG 8 ) ALONG WITH THE ACCESSORIES. RATE INCLUDES SURVEY COST AND LOCAL LIASIONING CHARGES.
1477 | WORK CHANGE ORDER | 630108053 | 0003 | 18.02.2021 | 1662725.02 | 31891028.10 | 33553753.12 | 0403 | FTTx IBD MUMB0403 Murli Manohar | 3294710 | INSTALLATION 6F ADSS / FIG 8 CABLE | 500 | M - Meter | 19 | 9500 | INSTALLATION OF THE AERIAL CABLE (6 F ADSS / FIG 8 ) ALONG WITH THE ACCESSORIES. RATE INCLUDES SURVEY COST AND LOCAL LIASIONING CHARGES. #
1478 | WORK CHANGE ORDER | 630108053 | 0003 | 18.02.2021 | 1662725.02 | 31891028.10 | 33553753.12 | 0403 | FTTx IBD MUMB0403 Murli Manohar | 3252599 | BLOWING OF 96F | 500 | M - Meter | 15 | 7500 | CHARGES FOR BLOWING OF 96F FIBRE.
1479 | WORK CHANGE ORDER | 630108053 | 0003 | 18.02.2021 | 1662725.02 | 31891028.10 | 33553753.12 | 0403 | FTTx IBD MUMB0403 Murli Manohar | 3294262 | BLOWING / PULLING-48 F | 700 | M - Meter | 10 | 7000 | PULLING/BLOWING OF OFC- 48 F INCLUDING ALL MATERIALS, LABOUR, TOOLS, TACKLES, ETC.. #
1480 | WORK CHANGE ORDER | 630108053 | 0003 | 18.02.2021 | 1662725.02 | 31891028.10 | 33553753.12 | 0403 | FTTx IBD MUMB0403 Murli Manohar | 3294264 | BLOWING / PULLING-12 F | 2000 | 2,000 | 7 | 14000 | PULLING/BLOWING OF OFC-12F INCLUDING ALL MATERIALS, LABOUR, TOOLS, TACKLES, ETC.. #
1481 | WORK CHANGE ORDER | 630108053 | 0003 | 18.02.2021 | 1662725.02 | 31891028.10 | 33553753.12 | 0403 | FTTx IBD MUMB0403 Murli Manohar | 3294265 | BLOWING / PULLING-6 F | 1000 | 1,000 | 5 | 5000 | PULLING/BLOWING OF OFC-6F INCLUDING ALL MATERIALS, LABOUR, TOOLS, TACKLES, ETC.. #
1482 | WORK CHANGE ORDER | 630108053 | 0003 | 18.02.2021 | 1662725.02 | 31891028.10 | 33553753.12 | 0403 | FTTx IBD MUMB0403 Murli Manohar | 3291570 | INSTLTN OF ACCESS CHAMBER 750X400X500 MM | 2 | 2 EA - each | 2328 | 4656 | INSTALLATION OF ACCESS CHAMBERS - SIZE - 750X400X500 MM DEEP.#INCLUDING COVER & LIFTING OF ACCESS CHAMBER-UPTO 50KMS INCLUDING HANDLING ,#EXCAVATION &
1483 | WORK CHANGE ORDER | 630108053 | 0003 | 18.02.2021 | 1662725.02 | 31891028.10 | 33553753.12 | 0403 | FTTx IBD MUMB0403 Murli Manohar | 3314518 | INST OF PULLING CHAMBER 400X400X500MM | 10 | 10 EA - each | 970 | 9700 | INSTALLATION OF PULLING CHAMBERS - SIZE - 400X400X500 MM DEEP ; INCLUDING COVER .#EXCAVATION & BACKFILLING OF PITS ETC AS PER DRAWINGS , SPECIFICATIONS#AND AS
1484 | WORK CHANGE ORDER | 630108053 | 0003 | 18.02.2021 | 1662725.02 | 31891028.10 | 33553753.12 | 0403 | FTTx IBD MUMB0403 Murli Manohar | 3294239 | CHRG;REINST,TRENCH,PCC-1:2:4,GRAVEL 20MM | 1 | 1 M3 - Cubic meter | 5335 | 5335 | CHARGES FOR REINSTATEMENT OF THE TRENCHES / PITS INCLUDING ALL MATERIALS , LABOUR, TOOLS TACKES ETC..BY PCC -1:2:4 GRAVEL SIZE - 20 MM & CURING FOR 7 DAYS. THIS ITEM
1485 | WORK CHANGE ORDER | 630108053 | 0003 | 18.02.2021 | 1662725.02 | 31891028.10 | 33553753.12 | 0403 | FTTx IBD MUMB0403 Murli Manohar | 3291785 | RSTRTN EXCVTD SURFACE- W/COLD BITUMEN | 10 | 10 M - Meter | 1000 | 10000 | CHARGES FOR RESTORATION OF THE EXCAVATED SURFACES USING THE COLD BITUMEN INCLUDING PROPER COMPACTION ETC. ALL COMPLETE INCLUDING ALL MATERIALS TOOLS TACKLES
1486 | WORK CHANGE ORDER | 630108053 | 0003 | 18.02.2021 | 1662725.02 | 31891028.10 | 33553753.12 | 0403 | FTTx IBD MUMB0403 Murli Manohar | 3291786 | RSTRTN EXCVTD SURFACES-W/ HOT BITUMEN | 10 | 10 M - Meter | 383 | 3830 | CHARGES FOR RESTORATION OF THE EXCAVATED SURFACES USING THE HOT BITUMEN INCLUDING PROPER COMPACTION ETC. ALL COMPLETE INCLUDING ALL MATERIALS TOOLS TACKLES
1487 | WORK CHANGE ORDER | 630108053 | 0003 | 18.02.2021 | 1662725.02 | 31891028.10 | 33553753.12 | 0403 | FTTx IBD MUMB0403 Murli Manohar | 3290664 | CHRG F/RESTORATN OF SURF ;W/EXT TILES | 30 | 30 M - Meter | 286 | 8580 | CHARGES FOR RESTORATION OF THE EXCAVATED SURFACES USING THE EXISTING TILES OVER 100 MM THICK CONCRETE BEDDING. THE COST TO INCLUDE THE COST OF THE TILES,
1488 | WORK CHANGE ORDER | 630108053 | 0003 | 18.02.2021 | 1662725.02 | 31891028.10 | 33553753.12 | 0403 | FTTx IBD MUMB0403 Murli Manohar | 3291784 | RSTRTN EXCVTD SURFACE-W/ PAVER BLOCK | 30 | 30 M - Meter | 631 | 18930 | CHARGES FOR RESTORATION OF THE EXCAVATED SURFACE USING NEW INTER LOCKING PAVER BLOCK OVER 100 MM THICK CONCRETE BEDDING. THE COST TO INCLUDE THE COST OF THE
1489 | WORK CHANGE ORDER | 630108053 | 0003 | 18.02.2021 | 1662725.02 | 31891028.10 | 33553753.12 | 0403 | FTTx IBD MUMB0403 Murli Manohar | 3291783 | RESTORATION OF EXCV SURFACE-W/KOTA STONE | 10 | 10 M - Meter | 550 | 5500 | CHARGES FOR RESTORATION OF THE EXCAVATED SURFACE USING NEW KOTA STONE OVER 100 MM THICK CONCRETE BEDDING. THE COST TO INCLUDE THE COST OF THE KOTA STONE ,
1490 | WORK CHANGE ORDER | 630108053 | 0003 | 18.02.2021 | 1662725.02 | 31891028.10 | 33553753.12 | 0403 | FTTx IBD MUMB0403 Murli Manohar | 3290665 | CHRG F/RESTORATN OF SURF ;W/CHEQUED TILE | 30 | 30 M - Meter | 419 | 12570 | CHARGES FOR RESTORATION OF THE EXCAVATED SURFACE USING NEW INTER CHEQUERED TILE OVER 100 MM THICK CONCRETE BEDDING. THE COST TO INCLUDE THE COST OF THE KOTA
1491 | WORK CHANGE ORDER | 630108053 | 0003 | 18.02.2021 | 1662725.02 | 31891028.10 | 33553753.12 | 0403 | FTTx IBD MUMB0403 Murli Manohar | 3171149 | S/FIXING PVC CONDUIT 25 MM | 1000 | 1,000 | 60 | 60000 | S/FIXING PVC CONDUIT 25MM
1492 | WORK CHANGE ORDER | 630108053 | 0003 | 18.02.2021 | 1662725.02 | 31891028.10 | 33553753.12 | 0403 | FTTx IBD MUMB0403 Murli Manohar | 3171151 | S/FIXING PVC CONDUIT 40 MM | 600 | M - Meter | 111 | 66600 | S/FIXING PVC CONDUIT 40 MM
1493 | WORK CHANGE ORDER | 630108053 | 0003 | 18.02.2021 | 1662725.02 | 31891028.10 | 33553753.12 | 0403 | FTTx IBD MUMB0403 Murli Manohar | 3318608 | S&I 25MM PVC CONDUIT USING SCAFFOLDING | 100 | 100M - Meter | 133 | 13300 | SUPPLY AND INSTALLATION OF 25MM OUTER DIA CONDUIT ON EXTERNAL WALL WITH THE HELP OF JHOOLA HOLDING INCLUDING MANPOWER, COUPLERS, BENDS, TEES, SADDLES, CLAMPS,
1494 | WORK CHANGE ORDER | 630108053 | 0003 | 18.02.2021 | 1662725.02 | 31891028.10 | 33553753.12 | 0403 | FTTx IBD MUMB0403 Murli Manohar | 3318609 | S&I 40MM PVC CONDUIT USING SCAFFOLDING | 100 | 100M - Meter | 188 | 18800 | SUPPLY AND INSTALLATION OF 40MM OUTER DIA CONDUIT ON EXTERNAL WALL WITH THE HELP OF JHOOLA HOLDING INCLUDING MANPOWER, COUPLERS, BENDS, TEES, SADDLES, CLAMPS,
1495 | WORK CHANGE ORDER | 630108053 | 0003 | 18.02.2021 | 1662725.02 | 31891028.10 | 33553753.12 | 0403 | FTTx IBD MUMB0403 Murli Manohar | 3206508 | SUP&LAY FLEX PVC CONDUIT DIA 25MM | 200 | M - Meter | 71 | 14200 | Supplying and laying of following sizes of flexible PVC conduit along with conduit accessories complete as required.
1496 | WORK CHANGE ORDER | 630108053 | 0003 | 18.02.2021 | 1662725.02 | 31891028.10 | 33553753.12 | 0403 | FTTx IBD MUMB0403 Murli Manohar | 3206510 | SUP&LAY FLEX PVC CONDUIT DIA 40MM | 150 | M - Meter | 116 | 17400 | Supplying and laying of following sizes of flexible PVC conduit along with conduit
1497 | WORK CHANGE ORDER | 630108053 | 0003 | 18.02.2021 | 1662725.02 | 31891028.10 | 33553753.12 | 0403 | FTTx IBD MUMB0403 Murli Manohar | 3318971 | S&I 25MM FLEXI PVC CONDUIT W/SCAFFOLDING | 100 | 100M - Meter | 144 | 14400 | SUPPLY AND INSTALLATION OF 25MM DIA REINFORCED FLEXIBLE CONDUIT ON EXTERNAL WALL WITH THE HELP OF JHOOLA HOLDING INCLUDING MANPOWER, COUPLERS, BENDS, TEES,
1498 | WORK CHANGE ORDER | 630108053 | 0003 | 18.02.2021 | 1662725.02 | 31891028.10 | 33553753.12 | 0403 | FTTx IBD MUMB0403 Murli Manohar | 3318972 | S&I 40MM FLEXI PVC CONDUIT W/SCAFFOLDING | 100 | 100M - Meter | 194 | 19400 | SUPPLY AND INSTALLATION OF 40MM DIA REINFORCED FLEXIBLE CONDUIT ON EXTERNAL WALL WITH THE HELP OF JHOOLA HOLDING INCLUDING MANPOWER, COUPLERS, BENDS, TEES,
1499 | WORK CHANGE ORDER | 630108053 | 0003 | 18.02.2021 | 1662725.02 | 31891028.10 | 33553753.12 | 0403 | FTTx IBD MUMB0403 Murli Manohar | 3319687 | P&F PVC JUNCTION BOX 40MM,4-WAY | 150 | EA - each | 30 | 4500 | CHARGES FOR SUPPLYING AND FIXING OF PVC JUNCTION BOX 40MM,FOUR WAY IN REQUIRED POSITION ALONG THE LINE OF PVC CONDUIT#
1500 | WORK CHANGE ORDER | 630108053 | 0003 | 18.02.2021 | 1662725.02 | 31891028.10 | 33553753.12 | 0403 | FTTx IBD MUMB0403 Murli Manohar | 3319688 | P&F PVC JUNCTION BOX 40MM,3-WAY | 150 | EA - each | 30 | 4500 | CHARGES FOR SUPPLYING AND FIXING OF PVC JUNCTION BOX 40MM,THREE WAY IN REQUIRED POSITION ALONG THE LINE OF PVC CONDUIT#
1501 | WORK CHANGE ORDER | 630108053 | 0003 | 18.02.2021 | 1662725.02 | 31891028.10 | 33553753.12 | 0403 | FTTx IBD MUMB0403 Murli Manohar | 3192918 | CHRG:S/F:PVC JUNCTION BOX 25MM,4-WAY | 150 | 150EA - each | 19 | 2850 | CHARGES FOR SUPPLYING AND FIXING OF PVC JUNCTION BOX
1502 | WORK CHANGE ORDER | 630108053 | 0003 | 18.02.2021 | 1662725.02 | 31891028.10 | 33553753.12 | 0403 | FTTx IBD MUMB0403 Murli Manohar | 3192917 | CHRG:S/F:PVC JUNCTION BOX 25MM,3-WAY | 150 | 150EA - each | 19 | 2850 | CHARGES FOR SUPPLYING AND FIXING OF PVC JUNCTION BOX
1503 | WORK CHANGE ORDER | 630108053 | 0003 | 18.02.2021 | 1662725.02 | 31891028.10 | 33553753.12 | 0403 | FTTx IBD MUMB0403 Murli Manohar | 3259755 | INSTALLATION OF FDC | 15 | EA - each | 49 | 735 | Installation of Fibre Distribution Cabinet
1504 | WORK CHANGE ORDER | 630108053 | 0003 | 18.02.2021 | 1662725.02 | 31891028.10 | 33553753.12 | 0403 | FTTx IBD MUMB0403 Murli Manohar | 3294022 | INSTALLATION OF FAT (WALL/POLE MOUNTED) | 50 | 50 EA - each | 49 | 2450 | INSTALLATION OF FIBRE ACCESS TERMINAL (WALL/POLE MOUNTED)#
1505 | WORK CHANGE ORDER | 630108053 | 0003 | 18.02.2021 | 1662725.02 | 31891028.10 | 33553753.12 | 0403 | FTTx IBD MUMB0403 Murli Manohar | 3293902 | INSTALLATION LEVEL 1 ( S1 ) SPLITTER | 20 | EA - each | 49 | 980 | INSTALLATION OF FREE ISSUED SPLITTER AT SUGGESTED LOCATION INCLUDING ALL MANPOWER, TOOLS TACKLES, HARDWARES ETC. COMPLETE AS PER THE DRG AND DIRECTION OF
1506 | WORK CHANGE ORDER | 630108053 | 0003 | 18.02.2021 | 1662725.02 | 31891028.10 | 33553753.12 | 0403 | FTTx IBD MUMB0403 Murli Manohar | 3293903 | INSTALLATION LEVEL 2 ( S2 ) SPLITTER | 160 | EA - each | 49 | 7840 | INSTALLATION OF FREE ISSUED SPLITTER AT SUGGESTED LOCATION INCLUDING ALL MANPOWER, TOOLS TACKLES, HARDWARES ETC. COMPLETE AS PER THE DRG AND DIRECTION OF
1507 | WORK CHANGE ORDER | 630108053 | 0003 | 18.02.2021 | 1662725.02 | 31891028.10 | 33553753.12 | 0403 | FTTx IBD MUMB0403 Murli Manohar | 3252601 | SPLICING,JOINTING & TERMINATION-48F | 500 | 500.000 NOS - No. | 112 | 56000 | CHARGES FOR SPLICING,JOINTING & TERMINATION OF 48F FIBRE.
1508 | WORK CHANGE ORDER | 630108053 | 0003 | 18.02.2021 | 1662725.02 | 31891028.10 | 33553753.12 | 0403 | FTTx IBD MUMB0403 Murli Manohar | 3252602 | SPLICING,JOINTING & TERMINATION-96F | 192 | 192.000 NOS - No. | 112 | 21504 | CHARGES FOR SPLICING,JOINTING & TERMINATION OF 96F FIBRE.
1509 | WORK CHANGE ORDER | 630108053 | 0003 | 18.02.2021 | 1662725.02 | 31891028.10 | 33553753.12 | 0403 | FTTx IBD MUMB0403 Murli Manohar | 3300512 | SPLICING & TERM OFC,FIXED COST/DAY | 10 | EA - each | 2425 | 24250 | OFC SPLICING&TERMINATION-FIXED COST/DAY#JOB INVOLVES: 1) SPLICING & TERMINATION OF OFC CABLE AS DIRECTED BY EIC. 2) ALL TOOLS AND TACKLES, PPES, CONSUMABLES ARE IN
1510 | WORK CHANGE ORDER | 630108053 | 0003 | 18.02.2021 | 1662725.02 | 31891028.10 | 33553753.12 | 0403 | FTTx IBD MUMB0403 Murli Manohar | 3098777 | A11102-SELF ADHESIVE LABELS | 400 | 400.000 | 10 | 4000 | 420
1511 | WORK CHANGE ORDER | 630108053 | 0003 | 18.02.2021 | 1662725.02 | 31891028.10 | 33553753.12 | 0403 | FTTx IBD MUMB0403 Murli Manohar | 3295194 | PREPARATION OF AS BUILT DRAWINGS SBP | 15 | 15 EA - each | 194 | 2910 | AS-BUILT DRAWING FOR ALL WORKS PERFORMED AS PER SCOPE
1512 | WORK CHANGE ORDER | 630108053 | 0003 | 18.02.2021 | 1662725.02 | 31891028.10 | 33553753.12 | 0403 | FTTx IBD MUMB0403 Murli Manohar | 3111341 | DISPOSAL OF WASTE MATERIALS DEBRIS ETC. | 15 | 15.000 NOS - No. | 679 | 10185 | Collection & disposal of various kinds of unwanted materials / debris
1513 | WORK CHANGE ORDER | 630108053 | 0003 | 18.02.2021 | 1662725.02 | 31891028.10 | 33553753.12 | 0403 | FTTx IBD MUMB0403 Murli Manohar | 3295891 | MATERIAL STORAGE & SECONDARY TRNSPT | 15 | 15 EA - each | 485 | 7275 | STORAGE AND SECONDARY TRANSPORTATION OF FIM MATERIAL TO BUILDINGS, TO BE CALCULATED PER BUILDING#
1514 | WORK CHANGE ORDER | 630108053 | 0003 | 18.02.2021 | 1662725.02 | 31891028.10 | 33553753.12 | 0403 | FTTx IBD MUMB0403 Murli Manohar | 3295897 | CHRG: PRE EXECUTION BUILDING SURVEY | 15 | 15 EA - each | 290 | 4350 | PRE EXECUTION BUILDING SURVEY:#THIS IS BUILDING SURVEY BEFORE DEPLOYMENT INSIDE BUILDING DEPLOYMENT/CONSTRUCTION INCLUDES LAYING OF CONDUITS AND OTHER ODN
1515 | WORK CHANGE ORDER | 630108053 | 0003 | 18.02.2021 | 1662725.02 | 31891028.10 | 33553753.12 | 0403 | FTTx IBD MUMB0403 Murli Manohar | 3318382 | CHRG DRILLING OF HOLE 25MM IN BRICK WALL | 50 | 50 EA - each | 82 | 4100 | CHARGES FOR DRILLING HOLES OF DIAMETER 25MM IN BRICK WALL WITH PROPER DRILL MACHINE AND REINSTATEMENT AFTER CONDUITING TO ENSURE WATER PROOFING OF HOLE.#
1516 | WORK CHANGE ORDER | 630108053 | 0003 | 18.02.2021 | 1662725.02 | 31891028.10 | 33553753.12 | 0403 | FTTx IBD MUMB0403 Murli Manohar | 3318381 | CHRG DRILLING OF HOLE 40MM IN BRICK WALL | 50 | 50 EA - each | 131 | 6550 | CHARGES FOR DRILLING HOLES OF DIAMETER 40MM IN BRICK WALL WITH PROPER DRILL MACHINE AND REINSTATEMENT AFTER CONDUITING TO ENSURE WATER PROOFING OF HOLE.#
1517 | WORK CHANGE ORDER | 630108053 | 0003 | 18.02.2021 | 1662725.02 | 31891028.10 | 33553753.12 | 0403 | FTTx IBD MUMB0403 Murli Manohar | 3318200 | CHRG DRILLING OF HOLE 25MM DIA IN RCC | 50 | 50 EA - each | 131 | 6550 | CHARGES FOR DRILLING HOLES OF DIAMETER 25MM IN RCC WITH PROPER DRILL MACHINE AND REINSTATEMENT AFTER CONDUITING TO ENSURE WATER PROOFING OF HOLE.#
1518 | WORK CHANGE ORDER | 630108053 | 0003 | 18.02.2021 | 1662725.02 | 31891028.10 | 33553753.12 | 0403 | FTTx IBD MUMB0403 Murli Manohar | 3297469 | CHRG:DRILLING OF HOLE 40MM DIA IN RCC | 50 | 50 EA - each | 165 | 8250 | CHARGES FOR DRILLING HOLES OF DIAMETER ~40MM IN RCC WITH PROPER DRILL MACHINE AND REINSTATEMENT AFTER CONDUITING TO ENSURE WATER PROOFING OF HOLE.
1519 | WORK CHANGE ORDER | 630108053 | 0003 | 18.02.2021 | 1662725.02 | 31891028.10 | 33553753.12 | 0403 | FTTx IBD MUMB0403 Murli Manohar | 3319692 | S&I SIMPLEX PLUG,F/40MM HDPE DUCT | 60 | EA - each | 49 | 2940 | CHARGES FOR SUPPLYING AND FIXING OF SIMPLEX PLUG FOR 40 MM HDPE DUCT#
1520 | WORK CHANGE ORDER | 630108053 | 0003 | 18.02.2021 | 1662725.02 | 31891028.10 | 33553753.12 | 0403 | FTTx IBD MUMB0403 Murli Manohar | 3294067 | INSTALLATION OF OTB (WALL/POLE MOUNTED) | 5 | 5 EA - each | 49 | 245 | INSTALLATION OF OPTICAL TERMINAL BOX (WALL/POLE MOUNTED)#
1521 | WORK CHANGE ORDER | 630108053 | 0003 | 18.02.2021 | 1662725.02 | 31891028.10 | 33553753.12 | 0406 | FTTx IBD MUMB0406 Vimal Smruti | 3293883 | CHRG;SHALLOW TRENCH 40 OR 48MM 7WAY DUCT | 50 | 50 M - Meter | 160 | 8000 | EXCAVATION OF SHALLOW TRENCHES MANUALLY/CHIPPING/SLITTING UPTO A DEPTH OF 300 MM, WIDE UP TO 100 MM IN ASPHALT / CONCRETE / TILED SURFACE, LAYING 1 X 40 MM / 1 X 7
1522 | WORK CHANGE ORDER | 630108053 | 0003 | 18.02.2021 | 1662725.02 | 31891028.10 | 33553753.12 | 0406 | FTTx IBD MUMB0406 Vimal Smruti | 3314515 | CHRG:SHALLOW TREN 40MM DUCT W/2 NOS | 50 | 50 M - Meter | 160 | 8000 | EXCAVATION OF SHALLOW TRENCHES MANUALLY/CHIPPING/SLITTING IN ASPHALT / CONCRETE / TILED SURFACE, LAYING 2 NOS 40 MM DUCT AND FILLING THE COMPLETE DEPTH, INCLUDING
1523 | WORK CHANGE ORDER | 630108053 | 0003 | 18.02.2021 | 1662725.02 | 31891028.10 | 33553753.12 | 0406 | FTTx IBD MUMB0406 Vimal Smruti | 3293878 | CHRG;CLAMPING-1X40MM/1X7WAY MICRO DUCT | 100 | 100M - Meter | 49 | 4900 | CLAMPING OF THE DUCTS 1 X 40 MM / 1 X 7 WAY MICRO DUCT ( 48 MM OD ) ALONG THE WALL WITH THE HELP OF CLAMPING AT EVERY 1 M C/C#
1524 | WORK CHANGE ORDER | 630108053 | 0003 | 18.02.2021 | 1662725.02 | 31891028.10 | 33553753.12 | 0406 | FTTx IBD MUMB0406 Vimal Smruti | 3292713 | CHRGS FOR TRANS&INST OF ADSS CABLE-96F | 500 | 500M - Meter | 40 | 20000 | CHARGES FOR TRANSPORTATION & INSTALLATION OF ADSS CABLE- EIC - 96F#
1525 | WORK CHANGE ORDER | 630108053 | 0003 | 18.02.2021 | 1662725.02 | 31891028.10 | 33553753.12 | 0406 | FTTx IBD MUMB0406 Vimal Smruti | 3294064 | INSTALLATION 48 F ADSS / FIG 8 CABLE | 1000 | 1,000 | 34 | 34000 | INSTALLATION OF THE AERIAL CABLE (48 F ADSS / FIG 8 ) ALONG WITH THE ACCESSORIES. RATE INCLUDES SURVEY COST AND LOCAL LIASIONING CHARGES.
1526 | WORK CHANGE ORDER | 630108053 | 0003 | 18.02.2021 | 1662725.02 | 31891028.10 | 33553753.12 | 0406 | FTTx IBD MUMB0406 Vimal Smruti | 3294065 | INSTALLATION12F ADSS / FIG 8 CABLE | 1500 | 1,500 | 24 | 36000 | INSTALLATION OF THE AERIAL CABLE (12 F ADSS / FIG 8 ) ALONG WITH THE ACCESSORIES. RATE INCLUDES SURVEY COST AND LOCAL LIASIONING CHARGES.
1527 | WORK CHANGE ORDER | 630108053 | 0003 | 18.02.2021 | 1662725.02 | 31891028.10 | 33553753.12 | 0406 | FTTx IBD MUMB0406 Vimal Smruti | 3294710 | INSTALLATION 6F ADSS / FIG 8 CABLE | 500 | M - Meter | 19 | 9500 | INSTALLATION OF THE AERIAL CABLE (6 F ADSS / FIG 8 ) ALONG WITH THE ACCESSORIES. RATE INCLUDES SURVEY COST AND LOCAL LIASIONING CHARGES. #
1528 | WORK CHANGE ORDER | 630108053 | 0003 | 18.02.2021 | 1662725.02 | 31891028.10 | 33553753.12 | 0406 | FTTx IBD MUMB0406 Vimal Smruti | 3252599 | BLOWING OF 96F | 500 | M - Meter | 15 | 7500 | CHARGES FOR BLOWING OF 96F FIBRE.
1529 | WORK CHANGE ORDER | 630108053 | 0003 | 18.02.2021 | 1662725.02 | 31891028.10 | 33553753.12 | 0406 | FTTx IBD MUMB0406 Vimal Smruti | 3294262 | BLOWING / PULLING-48 F | 700 | M - Meter | 10 | 7000 | PULLING/BLOWING OF OFC- 48 F INCLUDING ALL MATERIALS, LABOUR, TOOLS, TACKLES, ETC.. #
1530 | WORK CHANGE ORDER | 630108053 | 0003 | 18.02.2021 | 1662725.02 | 31891028.10 | 33553753.12 | 0406 | FTTx IBD MUMB0406 Vimal Smruti | 3294264 | BLOWING / PULLING-12 F | 2000 | 2,000 | 7 | 14000 | PULLING/BLOWING OF OFC-12F INCLUDING ALL MATERIALS, LABOUR, TOOLS, TACKLES, ETC.. #
1531 | WORK CHANGE ORDER | 630108053 | 0003 | 18.02.2021 | 1662725.02 | 31891028.10 | 33553753.12 | 0406 | FTTx IBD MUMB0406 Vimal Smruti | 3294265 | BLOWING / PULLING-6 F | 1000 | 1,000 | 5 | 5000 | PULLING/BLOWING OF OFC-6F INCLUDING ALL MATERIALS, LABOUR, TOOLS, TACKLES, ETC.. #
1532 | WORK CHANGE ORDER | 630108053 | 0003 | 18.02.2021 | 1662725.02 | 31891028.10 | 33553753.12 | 0406 | FTTx IBD MUMB0406 Vimal Smruti | 3291570 | INSTLTN OF ACCESS CHAMBER 750X400X500 MM | 2 | 2 EA - each | 2328 | 4656 | INSTALLATION OF ACCESS CHAMBERS - SIZE - 750X400X500 MM DEEP.#INCLUDING COVER & LIFTING OF ACCESS CHAMBER-UPTO 50KMS INCLUDING HANDLING ,#EXCAVATION &
1533 | WORK CHANGE ORDER | 630108053 | 0003 | 18.02.2021 | 1662725.02 | 31891028.10 | 33553753.12 | 0406 | FTTx IBD MUMB0406 Vimal Smruti | 3314518 | INST OF PULLING CHAMBER 400X400X500MM | 10 | 10 EA - each | 970 | 9700 | INSTALLATION OF PULLING CHAMBERS - SIZE - 400X400X500 MM DEEP ; INCLUDING COVER .#EXCAVATION & BACKFILLING OF PITS ETC AS PER DRAWINGS , SPECIFICATIONS#AND AS
1534 | WORK CHANGE ORDER | 630108053 | 0003 | 18.02.2021 | 1662725.02 | 31891028.10 | 33553753.12 | 0406 | FTTx IBD MUMB0406 Vimal Smruti | 3294239 | CHRG;REINST,TRENCH,PCC-1:2:4,GRAVEL 20MM | 1 | 1 M3 - Cubic meter | 5335 | 5335 | CHARGES FOR REINSTATEMENT OF THE TRENCHES / PITS INCLUDING ALL MATERIALS , LABOUR, TOOLS TACKES ETC..BY PCC -1:2:4 GRAVEL SIZE - 20 MM & CURING FOR 7 DAYS. THIS ITEM
1535 | WORK CHANGE ORDER | 630108053 | 0003 | 18.02.2021 | 1662725.02 | 31891028.10 | 33553753.12 | 0406 | FTTx IBD MUMB0406 Vimal Smruti | 3291785 | RSTRTN EXCVTD SURFACE- W/COLD BITUMEN | 10 | 10 M - Meter | 1000 | 10000 | CHARGES FOR RESTORATION OF THE EXCAVATED SURFACES USING THE COLD BITUMEN INCLUDING PROPER COMPACTION ETC. ALL COMPLETE INCLUDING ALL MATERIALS TOOLS TACKLES
1536 | WORK CHANGE ORDER | 630108053 | 0003 | 18.02.2021 | 1662725.02 | 31891028.10 | 33553753.12 | 0406 | FTTx IBD MUMB0406 Vimal Smruti | 3291786 | RSTRTN EXCVTD SURFACES-W/ HOT BITUMEN | 10 | 10 M - Meter | 383 | 3830 | CHARGES FOR RESTORATION OF THE EXCAVATED SURFACES USING THE HOT BITUMEN INCLUDING PROPER COMPACTION ETC. ALL COMPLETE INCLUDING ALL MATERIALS TOOLS TACKLES
1537 | WORK CHANGE ORDER | 630108053 | 0003 | 18.02.2021 | 1662725.02 | 31891028.10 | 33553753.12 | 0406 | FTTx IBD MUMB0406 Vimal Smruti | 3290664 | CHRG F/RESTORATN OF SURF ;W/EXT TILES | 30 | 30 M - Meter | 286 | 8580 | CHARGES FOR RESTORATION OF THE EXCAVATED SURFACES USING THE EXISTING TILES OVER 100 MM THICK CONCRETE BEDDING. THE COST TO INCLUDE THE COST OF THE TILES,
1538 | WORK CHANGE ORDER | 630108053 | 0003 | 18.02.2021 | 1662725.02 | 31891028.10 | 33553753.12 | 0406 | FTTx IBD MUMB0406 Vimal Smruti | 3291784 | RSTRTN EXCVTD SURFACE-W/ PAVER BLOCK | 30 | 30 M - Meter | 631 | 18930 | CHARGES FOR RESTORATION OF THE EXCAVATED SURFACE USING NEW INTER LOCKING PAVER BLOCK OVER 100 MM THICK CONCRETE BEDDING. THE COST TO INCLUDE THE COST OF THE
1539 | WORK CHANGE ORDER | 630108053 | 0003 | 18.02.2021 | 1662725.02 | 31891028.10 | 33553753.12 | 0406 | FTTx IBD MUMB0406 Vimal Smruti | 3291783 | RESTORATION OF EXCV SURFACE-W/KOTA STONE | 10 | 10 M - Meter | 550 | 5500 | CHARGES FOR RESTORATION OF THE EXCAVATED SURFACE USING NEW KOTA STONE OVER 100 MM THICK CONCRETE BEDDING. THE COST TO INCLUDE THE COST OF THE KOTA STONE ,
1540 | WORK CHANGE ORDER | 630108053 | 0003 | 18.02.2021 | 1662725.02 | 31891028.10 | 33553753.12 | 0406 | FTTx IBD MUMB0406 Vimal Smruti | 3290665 | CHRG F/RESTORATN OF SURF ;W/CHEQUED TILE | 30 | 30 M - Meter | 419 | 12570 | CHARGES FOR RESTORATION OF THE EXCAVATED SURFACE USING NEW INTER CHEQUERED TILE OVER 100 MM THICK CONCRETE BEDDING. THE COST TO INCLUDE THE COST OF THE KOTA
1541 | WORK CHANGE ORDER | 630108053 | 0003 | 18.02.2021 | 1662725.02 | 31891028.10 | 33553753.12 | 0406 | FTTx IBD MUMB0406 Vimal Smruti | 3171149 | S/FIXING PVC CONDUIT 25 MM | 1000 | 1,000 | 60 | 60000 | S/FIXING PVC CONDUIT 25MM
1542 | WORK CHANGE ORDER | 630108053 | 0003 | 18.02.2021 | 1662725.02 | 31891028.10 | 33553753.12 | 0406 | FTTx IBD MUMB0406 Vimal Smruti | 3171151 | S/FIXING PVC CONDUIT 40 MM | 600 | M - Meter | 111 | 66600 | S/FIXING PVC CONDUIT 40 MM
1543 | WORK CHANGE ORDER | 630108053 | 0003 | 18.02.2021 | 1662725.02 | 31891028.10 | 33553753.12 | 0406 | FTTx IBD MUMB0406 Vimal Smruti | 3318608 | S&I 25MM PVC CONDUIT USING SCAFFOLDING | 100 | 100M - Meter | 133 | 13300 | SUPPLY AND INSTALLATION OF 25MM OUTER DIA CONDUIT ON EXTERNAL WALL WITH THE HELP OF JHOOLA HOLDING INCLUDING MANPOWER, COUPLERS, BENDS, TEES, SADDLES, CLAMPS,
1544 | WORK CHANGE ORDER | 630108053 | 0003 | 18.02.2021 | 1662725.02 | 31891028.10 | 33553753.12 | 0406 | FTTx IBD MUMB0406 Vimal Smruti | 3318609 | S&I 40MM PVC CONDUIT USING SCAFFOLDING | 100 | 100M - Meter | 188 | 18800 | SUPPLY AND INSTALLATION OF 40MM OUTER DIA CONDUIT ON EXTERNAL WALL WITH THE HELP OF JHOOLA HOLDING INCLUDING MANPOWER, COUPLERS, BENDS, TEES, SADDLES, CLAMPS,
1545 | WORK CHANGE ORDER | 630108053 | 0003 | 18.02.2021 | 1662725.02 | 31891028.10 | 33553753.12 | 0406 | FTTx IBD MUMB0406 Vimal Smruti | 3206508 | SUP&LAY FLEX PVC CONDUIT DIA 25MM | 200 | M - Meter | 71 | 14200 | Supplying and laying of following sizes of flexible PVC conduit along with conduit accessories complete as required.
1546 | WORK CHANGE ORDER | 630108053 | 0003 | 18.02.2021 | 1662725.02 | 31891028.10 | 33553753.12 | 0406 | FTTx IBD MUMB0406 Vimal Smruti | 3206510 | SUP&LAY FLEX PVC CONDUIT DIA 40MM | 150 | M - Meter | 116 | 17400 | Supplying and laying of following sizes of flexible PVC conduit along with conduit
1547 | WORK CHANGE ORDER | 630108053 | 0003 | 18.02.2021 | 1662725.02 | 31891028.10 | 33553753.12 | 0406 | FTTx IBD MUMB0406 Vimal Smruti | 3318971 | S&I 25MM FLEXI PVC CONDUIT W/SCAFFOLDING | 100 | 100M - Meter | 144 | 14400 | SUPPLY AND INSTALLATION OF 25MM DIA REINFORCED FLEXIBLE CONDUIT ON EXTERNAL WALL WITH THE HELP OF JHOOLA HOLDING INCLUDING MANPOWER, COUPLERS, BENDS, TEES,
1548 | WORK CHANGE ORDER | 630108053 | 0003 | 18.02.2021 | 1662725.02 | 31891028.10 | 33553753.12 | 0406 | FTTx IBD MUMB0406 Vimal Smruti | 3318972 | S&I 40MM FLEXI PVC CONDUIT W/SCAFFOLDING | 100 | 100M - Meter | 194 | 19400 | SUPPLY AND INSTALLATION OF 40MM DIA REINFORCED FLEXIBLE CONDUIT ON EXTERNAL WALL WITH THE HELP OF JHOOLA HOLDING INCLUDING MANPOWER, COUPLERS, BENDS, TEES,
1549 | WORK CHANGE ORDER | 630108053 | 0003 | 18.02.2021 | 1662725.02 | 31891028.10 | 33553753.12 | 0406 | FTTx IBD MUMB0406 Vimal Smruti | 3319687 | P&F PVC JUNCTION BOX 40MM,4-WAY | 150 | EA - each | 30 | 4500 | CHARGES FOR SUPPLYING AND FIXING OF PVC JUNCTION BOX 40MM,FOUR WAY IN REQUIRED POSITION ALONG THE LINE OF PVC CONDUIT#
1550 | WORK CHANGE ORDER | 630108053 | 0003 | 18.02.2021 | 1662725.02 | 31891028.10 | 33553753.12 | 0406 | FTTx IBD MUMB0406 Vimal Smruti | 3319688 | P&F PVC JUNCTION BOX 40MM,3-WAY | 150 | EA - each | 30 | 4500 | CHARGES FOR SUPPLYING AND FIXING OF PVC JUNCTION BOX 40MM,THREE WAY IN REQUIRED POSITION ALONG THE LINE OF PVC CONDUIT#
1551 | WORK CHANGE ORDER | 630108053 | 0003 | 18.02.2021 | 1662725.02 | 31891028.10 | 33553753.12 | 0406 | FTTx IBD MUMB0406 Vimal Smruti | 3192918 | CHRG:S/F:PVC JUNCTION BOX 25MM,4-WAY | 150 | 150EA - each | 19 | 2850 | CHARGES FOR SUPPLYING AND FIXING OF PVC JUNCTION BOX
1552 | WORK CHANGE ORDER | 630108053 | 0003 | 18.02.2021 | 1662725.02 | 31891028.10 | 33553753.12 | 0406 | FTTx IBD MUMB0406 Vimal Smruti | 3192917 | CHRG:S/F:PVC JUNCTION BOX 25MM,3-WAY | 150 | 150EA - each | 19 | 2850 | CHARGES FOR SUPPLYING AND FIXING OF PVC JUNCTION BOX
1553 | WORK CHANGE ORDER | 630108053 | 0003 | 18.02.2021 | 1662725.02 | 31891028.10 | 33553753.12 | 0406 | FTTx IBD MUMB0406 Vimal Smruti | 3259755 | INSTALLATION OF FDC | 15 | EA - each | 49 | 735 | Installation of Fibre Distribution Cabinet
1554 | WORK CHANGE ORDER | 630108053 | 0003 | 18.02.2021 | 1662725.02 | 31891028.10 | 33553753.12 | 0406 | FTTx IBD MUMB0406 Vimal Smruti | 3294022 | INSTALLATION OF FAT (WALL/POLE MOUNTED) | 50 | 50 EA - each | 49 | 2450 | INSTALLATION OF FIBRE ACCESS TERMINAL (WALL/POLE MOUNTED)#
1555 | WORK CHANGE ORDER | 630108053 | 0003 | 18.02.2021 | 1662725.02 | 31891028.10 | 33553753.12 | 0406 | FTTx IBD MUMB0406 Vimal Smruti | 3293902 | INSTALLATION LEVEL 1 ( S1 ) SPLITTER | 20 | EA - each | 49 | 980 | INSTALLATION OF FREE ISSUED SPLITTER AT SUGGESTED LOCATION INCLUDING ALL MANPOWER, TOOLS TACKLES, HARDWARES ETC. COMPLETE AS PER THE DRG AND DIRECTION OF
1556 | WORK CHANGE ORDER | 630108053 | 0003 | 18.02.2021 | 1662725.02 | 31891028.10 | 33553753.12 | 0406 | FTTx IBD MUMB0406 Vimal Smruti | 3293903 | INSTALLATION LEVEL 2 ( S2 ) SPLITTER | 160 | EA - each | 49 | 7840 | INSTALLATION OF FREE ISSUED SPLITTER AT SUGGESTED LOCATION INCLUDING ALL MANPOWER, TOOLS TACKLES, HARDWARES ETC. COMPLETE AS PER THE DRG AND DIRECTION OF
1557 | WORK CHANGE ORDER | 630108053 | 0003 | 18.02.2021 | 1662725.02 | 31891028.10 | 33553753.12 | 0406 | FTTx IBD MUMB0406 Vimal Smruti | 3252601 | SPLICING,JOINTING & TERMINATION-48F | 500 | 500.000 NOS - No. | 112 | 56000 | CHARGES FOR SPLICING,JOINTING & TERMINATION OF 48F FIBRE.
1558 | WORK CHANGE ORDER | 630108053 | 0003 | 18.02.2021 | 1662725.02 | 31891028.10 | 33553753.12 | 0406 | FTTx IBD MUMB0406 Vimal Smruti | 3252602 | SPLICING,JOINTING & TERMINATION-96F | 192 | 192.000 NOS - No. | 112 | 21504 | CHARGES FOR SPLICING,JOINTING & TERMINATION OF 96F FIBRE.
1559 | WORK CHANGE ORDER | 630108053 | 0003 | 18.02.2021 | 1662725.02 | 31891028.10 | 33553753.12 | 0406 | FTTx IBD MUMB0406 Vimal Smruti | 3300512 | SPLICING & TERM OFC,FIXED COST/DAY | 10 | EA - each | 2425 | 24250 | OFC SPLICING&TERMINATION-FIXED COST/DAY#JOB INVOLVES: 1) SPLICING & TERMINATION OF OFC CABLE AS DIRECTED BY EIC. 2) ALL TOOLS AND TACKLES, PPES, CONSUMABLES ARE IN
1560 | WORK CHANGE ORDER | 630108053 | 0003 | 18.02.2021 | 1662725.02 | 31891028.10 | 33553753.12 | 0406 | FTTx IBD MUMB0406 Vimal Smruti | 3098777 | A11102-SELF ADHESIVE LABELS | 400 | 400.000 | 10 | 4000 | 420
1561 | WORK CHANGE ORDER | 630108053 | 0003 | 18.02.2021 | 1662725.02 | 31891028.10 | 33553753.12 | 0406 | FTTx IBD MUMB0406 Vimal Smruti | 3295194 | PREPARATION OF AS BUILT DRAWINGS SBP | 15 | 15 EA - each | 194 | 2910 | AS-BUILT DRAWING FOR ALL WORKS PERFORMED AS PER SCOPE
1562 | WORK CHANGE ORDER | 630108053 | 0003 | 18.02.2021 | 1662725.02 | 31891028.10 | 33553753.12 | 0406 | FTTx IBD MUMB0406 Vimal Smruti | 3111341 | DISPOSAL OF WASTE MATERIALS DEBRIS ETC. | 15 | 15.000 NOS - No. | 679 | 10185 | Collection & disposal of various kinds of unwanted materials / debris
1563 | WORK CHANGE ORDER | 630108053 | 0003 | 18.02.2021 | 1662725.02 | 31891028.10 | 33553753.12 | 0406 | FTTx IBD MUMB0406 Vimal Smruti | 3295891 | MATERIAL STORAGE & SECONDARY TRNSPT | 15 | 15 EA - each | 485 | 7275 | STORAGE AND SECONDARY TRANSPORTATION OF FIM MATERIAL TO BUILDINGS, TO BE CALCULATED PER BUILDING#
1564 | WORK CHANGE ORDER | 630108053 | 0003 | 18.02.2021 | 1662725.02 | 31891028.10 | 33553753.12 | 0406 | FTTx IBD MUMB0406 Vimal Smruti | 3295897 | CHRG: PRE EXECUTION BUILDING SURVEY | 15 | 15 EA - each | 290 | 4350 | PRE EXECUTION BUILDING SURVEY:#THIS IS BUILDING SURVEY BEFORE DEPLOYMENT INSIDE BUILDING DEPLOYMENT/CONSTRUCTION INCLUDES LAYING OF CONDUITS AND OTHER ODN
1565 | WORK CHANGE ORDER | 630108053 | 0003 | 18.02.2021 | 1662725.02 | 31891028.10 | 33553753.12 | 0406 | FTTx IBD MUMB0406 Vimal Smruti | 3318382 | CHRG DRILLING OF HOLE 25MM IN BRICK WALL | 50 | 50 EA - each | 82 | 4100 | CHARGES FOR DRILLING HOLES OF DIAMETER 25MM IN BRICK WALL WITH PROPER DRILL MACHINE AND REINSTATEMENT AFTER CONDUITING TO ENSURE WATER PROOFING OF HOLE.#
1566 | WORK CHANGE ORDER | 630108053 | 0003 | 18.02.2021 | 1662725.02 | 31891028.10 | 33553753.12 | 0406 | FTTx IBD MUMB0406 Vimal Smruti | 3318381 | CHRG DRILLING OF HOLE 40MM IN BRICK WALL | 50 | 50 EA - each | 131 | 6550 | CHARGES FOR DRILLING HOLES OF DIAMETER 40MM IN BRICK WALL WITH PROPER DRILL MACHINE AND REINSTATEMENT AFTER CONDUITING TO ENSURE WATER PROOFING OF HOLE.#
1567 | WORK CHANGE ORDER | 630108053 | 0003 | 18.02.2021 | 1662725.02 | 31891028.10 | 33553753.12 | 0406 | FTTx IBD MUMB0406 Vimal Smruti | 3318200 | CHRG DRILLING OF HOLE 25MM DIA IN RCC | 50 | 50 EA - each | 131 | 6550 | CHARGES FOR DRILLING HOLES OF DIAMETER 25MM IN RCC WITH PROPER DRILL MACHINE AND REINSTATEMENT AFTER CONDUITING TO ENSURE WATER PROOFING OF HOLE.#
1568 | WORK CHANGE ORDER | 630108053 | 0003 | 18.02.2021 | 1662725.02 | 31891028.10 | 33553753.12 | 0406 | FTTx IBD MUMB0406 Vimal Smruti | 3297469 | CHRG:DRILLING OF HOLE 40MM DIA IN RCC | 50 | 50 EA - each | 165 | 8250 | CHARGES FOR DRILLING HOLES OF DIAMETER ~40MM IN RCC WITH PROPER DRILL MACHINE AND REINSTATEMENT AFTER CONDUITING TO ENSURE WATER PROOFING OF HOLE.
1569 | WORK CHANGE ORDER | 630108053 | 0003 | 18.02.2021 | 1662725.02 | 31891028.10 | 33553753.12 | 0406 | FTTx IBD MUMB0406 Vimal Smruti | 3319692 | S&I SIMPLEX PLUG,F/40MM HDPE DUCT | 60 | EA - each | 49 | 2940 | CHARGES FOR SUPPLYING AND FIXING OF SIMPLEX PLUG FOR 40 MM HDPE DUCT#
1570 | WORK CHANGE ORDER | 630108053 | 0003 | 18.02.2021 | 1662725.02 | 31891028.10 | 33553753.12 | 0435 | FTTx IBD MUMB0435 Ishaan CHSL | 3293883 | CHRG;SHALLOW TRENCH 40 OR 48MM 7WAY DUCT | 50 | 50 M - Meter | 160 | 8000 | EXCAVATION OF SHALLOW TRENCHES MANUALLY/CHIPPING/SLITTING UPTO A DEPTH OF 300 MM, WIDE UP TO 100 MM IN ASPHALT / CONCRETE / TILED SURFACE, LAYING 1 X 40 MM / 1 X 7
1571 | WORK CHANGE ORDER | 630108053 | 0003 | 18.02.2021 | 1662725.02 | 31891028.10 | 33553753.12 | 0435 | FTTx IBD MUMB0435 Ishaan CHSL | 3314515 | CHRG:SHALLOW TREN 40MM DUCT W/2 NOS | 50 | 50 M - Meter | 160 | 8000 | EXCAVATION OF SHALLOW TRENCHES MANUALLY/CHIPPING/SLITTING IN ASPHALT / CONCRETE / TILED SURFACE, LAYING 2
1572 | WORK CHANGE ORDER | 630108053 | 0003 | 18.02.2021 | 1662725.02 | 31891028.10 | 33553753.12 | 0435 | FTTx IBD MUMB0435 Ishaan CHSL | 3293878 | CHRG;CLAMPING-1X40MM/1X7WAY MICRO DUCT | 100 | 100M - Meter | 49 | 4900 | CLAMPING OF THE DUCTS 1 X 40 MM / 1 X 7 WAY MICRO DUCT ( 48 MM OD ) ALONG THE WALL WITH THE HELP OF CLAMPING AT EVERY 1 M C/C#
1573 | WORK CHANGE ORDER | 630108053 | 0003 | 18.02.2021 | 1662725.02 | 31891028.10 | 33553753.12 | 0435 | FTTx IBD MUMB0435 Ishaan CHSL | 3292713 | CHRGS FOR TRANS&INST OF ADSS CABLE-96F | 500 | 500M - Meter | 40 | 20000 | CHARGES FOR TRANSPORTATION & INSTALLATION OF ADSS CABLE- EIC - 96F#
1574 | WORK CHANGE ORDER | 630108053 | 0003 | 18.02.2021 | 1662725.02 | 31891028.10 | 33553753.12 | 0435 | FTTx IBD MUMB0435 Ishaan CHSL | 3294064 | INSTALLATION 48 F ADSS / FIG 8 CABLE | 1000 | 1,000 | 34 | 34000 | INSTALLATION OF THE AERIAL CABLE (48 F ADSS / FIG 8 ) ALONG WITH THE ACCESSORIES. RATE INCLUDES SURVEY COST AND LOCAL LIASIONING CHARGES.
1575 | WORK CHANGE ORDER | 630108053 | 0003 | 18.02.2021 | 1662725.02 | 31891028.10 | 33553753.12 | 0435 | FTTx IBD MUMB0435 Ishaan CHSL | 3294065 | INSTALLATION12F ADSS / FIG 8 CABLE | 1500 | 1,500 | 24 | 36000 | INSTALLATION OF THE AERIAL CABLE (12 F ADSS / FIG 8 ) ALONG WITH THE ACCESSORIES. RATE INCLUDES SURVEY COST AND LOCAL LIASIONING CHARGES.
1576 | WORK CHANGE ORDER | 630108053 | 0003 | 18.02.2021 | 1662725.02 | 31891028.10 | 33553753.12 | 0435 | FTTx IBD MUMB0435 Ishaan CHSL | 3294710 | INSTALLATION 6F ADSS / FIG 8 CABLE | 500 | M - Meter | 19 | 9500 | INSTALLATION OF THE AERIAL CABLE (6 F ADSS / FIG 8 ) ALONG WITH THE ACCESSORIES. RATE INCLUDES SURVEY COST AND LOCAL LIASIONING CHARGES. #
1577 | WORK CHANGE ORDER | 630108053 | 0003 | 18.02.2021 | 1662725.02 | 31891028.10 | 33553753.12 | 0435 | FTTx IBD MUMB0435 Ishaan CHSL | 3252599 | BLOWING OF 96F | 500 | M - Meter | 15 | 7500 | CHARGES FOR BLOWING OF 96F FIBRE.
1578 | WORK CHANGE ORDER | 630108053 | 0003 | 18.02.2021 | 1662725.02 | 31891028.10 | 33553753.12 | 0435 | FTTx IBD MUMB0435 Ishaan CHSL | 3294262 | BLOWING / PULLING-48 F | 700 | M - Meter | 10 | 7000 | PULLING/BLOWING OF OFC- 48 F INCLUDING ALL MATERIALS, LABOUR, TOOLS, TACKLES, ETC.. #
1579 | WORK CHANGE ORDER | 630108053 | 0003 | 18.02.2021 | 1662725.02 | 31891028.10 | 33553753.12 | 0435 | FTTx IBD MUMB0435 Ishaan CHSL | 3294264 | BLOWING / PULLING-12 F | 2000 | 2,000 | 7 | 14000 | PULLING/BLOWING OF OFC-12F INCLUDING ALL MATERIALS, LABOUR, TOOLS, TACKLES, ETC.. #
1580 | WORK CHANGE ORDER | 630108053 | 0003 | 18.02.2021 | 1662725.02 | 31891028.10 | 33553753.12 | 0435 | FTTx IBD MUMB0435 Ishaan CHSL | 3294265 | BLOWING / PULLING-6 F | 1000 | 1,000 | 5 | 5000 | PULLING/BLOWING OF OFC-6F INCLUDING ALL MATERIALS, LABOUR, TOOLS, TACKLES, ETC.. #
1581 | WORK CHANGE ORDER | 630108053 | 0003 | 18.02.2021 | 1662725.02 | 31891028.10 | 33553753.12 | 0435 | FTTx IBD MUMB0435 Ishaan CHSL | 3291570 | INSTLTN OF ACCESS CHAMBER 750X400X500 MM | 2 | 2 EA - each | 2328 | 4656 | INSTALLATION OF ACCESS CHAMBERS - SIZE - 750X400X500 MM DEEP.#INCLUDING COVER & LIFTING OF ACCESS CHAMBER-UPTO 50KMS INCLUDING HANDLING ,#EXCAVATION &
1582 | WORK CHANGE ORDER | 630108053 | 0003 | 18.02.2021 | 1662725.02 | 31891028.10 | 33553753.12 | 0435 | FTTx IBD MUMB0435 Ishaan CHSL | 3314518 | INST OF PULLING CHAMBER 400X400X500MM | 10 | 10 EA - each | 970 | 9700 | INSTALLATION OF PULLING CHAMBERS - SIZE - 400X400X500 MM DEEP ; INCLUDING COVER .#EXCAVATION & BACKFILLING OF PITS ETC AS PER DRAWINGS , SPECIFICATIONS#AND AS
1583 | WORK CHANGE ORDER | 630108053 | 0003 | 18.02.2021 | 1662725.02 | 31891028.10 | 33553753.12 | 0435 | FTTx IBD MUMB0435 Ishaan CHSL | 3294239 | CHRG;REINST,TRENCH,PCC-1:2:4,GRAVEL 20MM | 1 | 1 M3 - Cubic meter | 5335 | 5335 | CHARGES FOR REINSTATEMENT OF THE TRENCHES / PITS INCLUDING ALL MATERIALS , LABOUR, TOOLS TACKES ETC..BY PCC -1:2:4 GRAVEL SIZE - 20 MM & CURING FOR 7 DAYS. THIS ITEM
1584 | WORK CHANGE ORDER | 630108053 | 0003 | 18.02.2021 | 1662725.02 | 31891028.10 | 33553753.12 | 0435 | FTTx IBD MUMB0435 Ishaan CHSL | 3291785 | RSTRTN EXCVTD SURFACE- W/COLD BITUMEN | 10 | 10 M - Meter | 1000 | 10000 | CHARGES FOR RESTORATION OF THE EXCAVATED SURFACES USING THE COLD BITUMEN INCLUDING PROPER COMPACTION ETC. ALL COMPLETE INCLUDING ALL MATERIALS TOOLS TACKLES
1585 | WORK CHANGE ORDER | 630108053 | 0003 | 18.02.2021 | 1662725.02 | 31891028.10 | 33553753.12 | 0435 | FTTx IBD MUMB0435 Ishaan CHSL | 3291786 | RSTRTN EXCVTD SURFACES-W/ HOT BITUMEN | 10 | 10 M - Meter | 383 | 3830 | CHARGES FOR RESTORATION OF THE EXCAVATED SURFACES USING THE HOT BITUMEN INCLUDING PROPER COMPACTION ETC. ALL COMPLETE INCLUDING ALL MATERIALS TOOLS TACKLES
1586 | WORK CHANGE ORDER | 630108053 | 0003 | 18.02.2021 | 1662725.02 | 31891028.10 | 33553753.12 | 0435 | FTTx IBD MUMB0435 Ishaan CHSL | 3290664 | CHRG F/RESTORATN OF SURF ;W/EXT TILES | 30 | 30 M - Meter | 286 | 8580 | CHARGES FOR RESTORATION OF THE EXCAVATED SURFACES USING THE EXISTING TILES OVER 100 MM THICK CONCRETE BEDDING. THE COST TO INCLUDE THE COST OF THE TILES,
1587 | WORK CHANGE ORDER | 630108053 | 0003 | 18.02.2021 | 1662725.02 | 31891028.10 | 33553753.12 | 0435 | FTTx IBD MUMB0435 Ishaan CHSL | 3291784 | RSTRTN EXCVTD SURFACE-W/ PAVER BLOCK | 30 | 30 M - Meter | 631 | 18930 | CHARGES FOR RESTORATION OF THE EXCAVATED SURFACE USING NEW INTER LOCKING PAVER BLOCK OVER 100 MM THICK CONCRETE BEDDING. THE COST TO INCLUDE THE COST OF THE
1588 | WORK CHANGE ORDER | 630108053 | 0003 | 18.02.2021 | 1662725.02 | 31891028.10 | 33553753.12 | 0435 | FTTx IBD MUMB0435 Ishaan CHSL | 3291783 | RESTORATION OF EXCV SURFACE-W/KOTA STONE | 10 | 10 M - Meter | 550 | 5500 | CHARGES FOR RESTORATION OF THE EXCAVATED SURFACE USING NEW KOTA STONE OVER 100 MM THICK CONCRETE BEDDING. THE COST TO INCLUDE THE COST OF THE KOTA STONE ,
1589 | WORK CHANGE ORDER | 630108053 | 0003 | 18.02.2021 | 1662725.02 | 31891028.10 | 33553753.12 | 0435 | FTTx IBD MUMB0435 Ishaan CHSL | 3290665 | CHRG F/RESTORATN OF SURF ;W/CHEQUED TILE | 30 | 30 M - Meter | 419 | 12570 | CHARGES FOR RESTORATION OF THE EXCAVATED SURFACE USING NEW INTER CHEQUERED TILE OVER 100 MM THICK CONCRETE BEDDING. THE COST TO INCLUDE THE COST OF THE KOTA
1590 | WORK CHANGE ORDER | 630108053 | 0003 | 18.02.2021 | 1662725.02 | 31891028.10 | 33553753.12 | 0435 | FTTx IBD MUMB0435 Ishaan CHSL | 3171149 | S/FIXING PVC CONDUIT 25 MM | 1000 | 1,000 | 60 | 60000 | S/FIXING PVC CONDUIT 25MM
1591 | WORK CHANGE ORDER | 630108053 | 0003 | 18.02.2021 | 1662725.02 | 31891028.10 | 33553753.12 | 0435 | FTTx IBD MUMB0435 Ishaan CHSL | 3171151 | S/FIXING PVC CONDUIT 40 MM | 600 | M - Meter | 111 | 66600 | S/FIXING PVC CONDUIT 40 MM
1592 | WORK CHANGE ORDER | 630108053 | 0003 | 18.02.2021 | 1662725.02 | 31891028.10 | 33553753.12 | 0435 | FTTx IBD MUMB0435 Ishaan CHSL | 3318608 | S&I 25MM PVC CONDUIT USING SCAFFOLDING | 100 | 100M - Meter | 133 | 13300 | SUPPLY AND INSTALLATION OF 25MM OUTER DIA CONDUIT ON EXTERNAL WALL WITH THE HELP OF JHOOLA HOLDING
1593 | WORK CHANGE ORDER | 630108053 | 0003 | 18.02.2021 | 1662725.02 | 31891028.10 | 33553753.12 | 0435 | FTTx IBD MUMB0435 Ishaan CHSL | 3318609 | S&I 40MM PVC CONDUIT USING SCAFFOLDING | 100 | 100M - Meter | 188 | 18800 | SUPPLY AND INSTALLATION OF 40MM OUTER DIA CONDUIT ON EXTERNAL WALL WITH THE HELP OF JHOOLA HOLDING INCLUDING MANPOWER, COUPLERS, BENDS, TEES, SADDLES, CLAMPS,
1594 | WORK CHANGE ORDER | 630108053 | 0003 | 18.02.2021 | 1662725.02 | 31891028.10 | 33553753.12 | 0435 | FTTx IBD MUMB0435 Ishaan CHSL | 3206508 | SUP&LAY FLEX PVC CONDUIT DIA 25MM | 200 | M - Meter | 71 | 14200 | Supplying and laying of following sizes of flexible PVC conduit along with conduit accessories complete as required.
1595 | WORK CHANGE ORDER | 630108053 | 0003 | 18.02.2021 | 1662725.02 | 31891028.10 | 33553753.12 | 0435 | FTTx IBD MUMB0435 Ishaan CHSL | 3206510 | SUP&LAY FLEX PVC CONDUIT DIA 40MM | 150 | M - Meter | 116 | 17400 | Supplying and laying of following sizes of flexible PVC conduit along with conduit
1596 | WORK CHANGE ORDER | 630108053 | 0003 | 18.02.2021 | 1662725.02 | 31891028.10 | 33553753.12 | 0435 | FTTx IBD MUMB0435 Ishaan CHSL | 3318971 | S&I 25MM FLEXI PVC CONDUIT W/SCAFFOLDING | 100 | 100M - Meter | 144 | 14400 | SUPPLY AND INSTALLATION OF 25MM DIA REINFORCED FLEXIBLE CONDUIT ON EXTERNAL WALL WITH THE HELP OF JHOOLA HOLDING INCLUDING MANPOWER, COUPLERS, BENDS, TEES,
1597 | WORK CHANGE ORDER | 630108053 | 0003 | 18.02.2021 | 1662725.02 | 31891028.10 | 33553753.12 | 0435 | FTTx IBD MUMB0435 Ishaan CHSL | 3318972 | S&I 40MM FLEXI PVC CONDUIT W/SCAFFOLDING | 100 | 100M - Meter | 194 | 19400 | SUPPLY AND INSTALLATION OF 40MM DIA REINFORCED FLEXIBLE CONDUIT ON EXTERNAL WALL WITH THE HELP OF JHOOLA HOLDING INCLUDING MANPOWER, COUPLERS, BENDS, TEES,
1598 | WORK CHANGE ORDER | 630108053 | 0003 | 18.02.2021 | 1662725.02 | 31891028.10 | 33553753.12 | 0435 | FTTx IBD MUMB0435 Ishaan CHSL | 3319687 | P&F PVC JUNCTION BOX 40MM,4-WAY | 150 | EA - each | 30 | 4500 | CHARGES FOR SUPPLYING AND FIXING OF PVC JUNCTION BOX 40MM,FOUR WAY IN REQUIRED POSITION ALONG THE LINE OF PVC CONDUIT#
1599 | WORK CHANGE ORDER | 630108053 | 0003 | 18.02.2021 | 1662725.02 | 31891028.10 | 33553753.12 | 0435 | FTTx IBD MUMB0435 Ishaan CHSL | 3319688 | P&F PVC JUNCTION BOX 40MM,3-WAY | 150 | EA - each | 30 | 4500 | CHARGES FOR SUPPLYING AND FIXING OF PVC JUNCTION BOX 40MM,THREE WAY IN REQUIRED POSITION ALONG THE LINE OF PVC CONDUIT#
1600 | WORK CHANGE ORDER | 630108053 | 0003 | 18.02.2021 | 1662725.02 | 31891028.10 | 33553753.12 | 0435 | FTTx IBD MUMB0435 Ishaan CHSL | 3192918 | CHRG:S/F:PVC JUNCTION BOX 25MM,4-WAY | 150 | 150EA - each | 19 | 2850 | CHARGES FOR SUPPLYING AND FIXING OF PVC JUNCTION BOX
1601 | WORK CHANGE ORDER | 630108053 | 0003 | 18.02.2021 | 1662725.02 | 31891028.10 | 33553753.12 | 0435 | FTTx IBD MUMB0435 Ishaan CHSL | 3192917 | CHRG:S/F:PVC JUNCTION BOX 25MM,3-WAY | 150 | 150EA - each | 19 | 2850 | CHARGES FOR SUPPLYING AND FIXING OF PVC JUNCTION BOX
1602 | WORK CHANGE ORDER | 630108053 | 0003 | 18.02.2021 | 1662725.02 | 31891028.10 | 33553753.12 | 0435 | FTTx IBD MUMB0435 Ishaan CHSL | 3259755 | INSTALLATION OF FDC | 15 | EA - each | 49 | 735 | Installation of Fibre Distribution Cabinet
1603 | WORK CHANGE ORDER | 630108053 | 0003 | 18.02.2021 | 1662725.02 | 31891028.10 | 33553753.12 | 0435 | FTTx IBD MUMB0435 Ishaan CHSL | 3294022 | INSTALLATION OF FAT (WALL/POLE MOUNTED) | 50 | 50 EA - each | 49 | 2450 | INSTALLATION OF FIBRE ACCESS TERMINAL (WALL/POLE MOUNTED)#
1604 | WORK CHANGE ORDER | 630108053 | 0003 | 18.02.2021 | 1662725.02 | 31891028.10 | 33553753.12 | 0435 | FTTx IBD MUMB0435 Ishaan CHSL | 3293902 | INSTALLATION LEVEL 1 ( S1 ) SPLITTER | 20 | EA - each | 49 | 980 | INSTALLATION OF FREE ISSUED SPLITTER AT SUGGESTED LOCATION INCLUDING ALL MANPOWER, TOOLS TACKLES, HARDWARES ETC. COMPLETE AS PER THE DRG AND DIRECTION OF
1605 | WORK CHANGE ORDER | 630108053 | 0003 | 18.02.2021 | 1662725.02 | 31891028.10 | 33553753.12 | 0435 | FTTx IBD MUMB0435 Ishaan CHSL | 3293903 | INSTALLATION LEVEL 2 ( S2 ) SPLITTER | 160 | EA - each | 49 | 7840 | INSTALLATION OF FREE ISSUED SPLITTER AT SUGGESTED LOCATION INCLUDING ALL MANPOWER, TOOLS TACKLES, HARDWARES ETC. COMPLETE AS PER THE DRG AND DIRECTION OF
1606 | WORK CHANGE ORDER | 630108053 | 0003 | 18.02.2021 | 1662725.02 | 31891028.10 | 33553753.12 | 0435 | FTTx IBD MUMB0435 Ishaan CHSL | 3252601 | SPLICING,JOINTING & TERMINATION-48F | 500 | 500.000 NOS - No. | 112 | 56000 | CHARGES FOR SPLICING,JOINTING & TERMINATION OF 48F FIBRE.
1607 | WORK CHANGE ORDER | 630108053 | 0003 | 18.02.2021 | 1662725.02 | 31891028.10 | 33553753.12 | 0435 | FTTx IBD MUMB0435 Ishaan CHSL | 3252602 | SPLICING,JOINTING & TERMINATION-96F | 192 | 192.000 NOS - No. | 112 | 21504 | CHARGES FOR SPLICING,JOINTING & TERMINATION OF 96F FIBRE.
1608 | WORK CHANGE ORDER | 630108053 | 0003 | 18.02.2021 | 1662725.02 | 31891028.10 | 33553753.12 | 0435 | FTTx IBD MUMB0435 Ishaan CHSL | 3300512 | SPLICING & TERM OFC,FIXED COST/DAY | 10 | EA - each | 2425 | 24250 | OFC SPLICING&TERMINATION-FIXED COST/DAY#JOB INVOLVES: 1) SPLICING & TERMINATION OF OFC CABLE AS DIRECTED BY EIC. 2) ALL TOOLS AND TACKLES, PPES, CONSUMABLES ARE IN
1609 | WORK CHANGE ORDER | 630108053 | 0003 | 18.02.2021 | 1662725.02 | 31891028.10 | 33553753.12 | 0435 | FTTx IBD MUMB0435 Ishaan CHSL | 3098777 | A11102-SELF ADHESIVE LABELS | 400 | 400.000 | 10 | 4000 | 420
1610 | WORK CHANGE ORDER | 630108053 | 0003 | 18.02.2021 | 1662725.02 | 31891028.10 | 33553753.12 | 0435 | FTTx IBD MUMB0435 Ishaan CHSL | 3295194 | PREPARATION OF AS BUILT DRAWINGS SBP | 15 | 15 EA - each | 194 | 2910 | AS-BUILT DRAWING FOR ALL WORKS PERFORMED AS PER SCOPE
1611 | WORK CHANGE ORDER | 630108053 | 0003 | 18.02.2021 | 1662725.02 | 31891028.10 | 33553753.12 | 0435 | FTTx IBD MUMB0435 Ishaan CHSL | 3111341 | DISPOSAL OF WASTE MATERIALS DEBRIS ETC. | 15 | 15.000 NOS - No. | 679 | 10185 | Collection & disposal of various kinds of unwanted materials / debris
1612 | WORK CHANGE ORDER | 630108053 | 0003 | 18.02.2021 | 1662725.02 | 31891028.10 | 33553753.12 | 0435 | FTTx IBD MUMB0435 Ishaan CHSL | 3295891 | MATERIAL STORAGE & SECONDARY TRNSPT | 15 | 15 EA - each | 485 | 7275 | STORAGE AND SECONDARY TRANSPORTATION OF FIM MATERIAL TO BUILDINGS, TO BE CALCULATED PER BUILDING#
1613 | WORK CHANGE ORDER | 630108053 | 0003 | 18.02.2021 | 1662725.02 | 31891028.10 | 33553753.12 | 0435 | FTTx IBD MUMB0435 Ishaan CHSL | 3295897 | CHRG: PRE EXECUTION BUILDING SURVEY | 15 | 15 EA - each | 290 | 4350 | PRE EXECUTION BUILDING SURVEY:#THIS IS BUILDING SURVEY BEFORE DEPLOYMENT INSIDE BUILDING DEPLOYMENT/CONSTRUCTION INCLUDES LAYING OF CONDUITS AND OTHER ODN
1614 | WORK CHANGE ORDER | 630108053 | 0003 | 18.02.2021 | 1662725.02 | 31891028.10 | 33553753.12 | 0435 | FTTx IBD MUMB0435 Ishaan CHSL | 3318382 | CHRG DRILLING OF HOLE 25MM IN BRICK WALL | 50 | 50 EA - each | 82 | 4100 | CHARGES FOR DRILLING HOLES OF DIAMETER 25MM IN BRICK WALL WITH PROPER DRILL MACHINE AND REINSTATEMENT AFTER CONDUITING TO ENSURE WATER PROOFING OF HOLE.#
1615 | WORK CHANGE ORDER | 630108053 | 0003 | 18.02.2021 | 1662725.02 | 31891028.10 | 33553753.12 | 0435 | FTTx IBD MUMB0435 Ishaan CHSL | 3318381 | CHRG DRILLING OF HOLE 40MM IN BRICK WALL | 50 | 50 EA - each | 131 | 6550 | CHARGES FOR DRILLING HOLES OF DIAMETER 40MM IN BRICK WALL WITH PROPER DRILL MACHINE AND REINSTATEMENT AFTER CONDUITING TO ENSURE WATER PROOFING OF HOLE.#
1616 | WORK CHANGE ORDER | 630108053 | 0003 | 18.02.2021 | 1662725.02 | 31891028.10 | 33553753.12 | 0435 | FTTx IBD MUMB0435 Ishaan CHSL | 3318200 | CHRG DRILLING OF HOLE 25MM DIA IN RCC | 50 | 50 EA - each | 131 | 6550 | CHARGES FOR DRILLING HOLES OF DIAMETER 25MM IN RCC WITH PROPER DRILL MACHINE AND REINSTATEMENT AFTER CONDUITING TO ENSURE WATER PROOFING OF HOLE.#
1617 | WORK CHANGE ORDER | 630108053 | 0003 | 18.02.2021 | 1662725.02 | 31891028.10 | 33553753.12 | 0435 | FTTx IBD MUMB0435 Ishaan CHSL | 3297469 | CHRG:DRILLING OF HOLE 40MM DIA IN RCC | 50 | 50 EA - each | 165 | 8250 | CHARGES FOR DRILLING HOLES OF DIAMETER ~40MM IN RCC WITH PROPER DRILL MACHINE AND REINSTATEMENT AFTER CONDUITING TO ENSURE WATER PROOFING OF HOLE.
1618 | WORK CHANGE ORDER | 630108053 | 0003 | 18.02.2021 | 1662725.02 | 31891028.10 | 33553753.12 | 0435 | FTTx IBD MUMB0435 Ishaan CHSL | 3319692 | S&I SIMPLEX PLUG,F/40MM HDPE DUCT | 60 | EA - each | 49 | 2940 | CHARGES FOR SUPPLYING AND FIXING OF SIMPLEX PLUG FOR 40 MM HDPE DUCT#
1619 | WORK CHANGE ORDER | 630108053 | 0003 | 18.02.2021 | 1662725.02 | 31891028.10 | 33553753.12 | 0301 | FTTx IBD MUMB0301 Sheetal | 3293883 | CHRG;SHALLOW TRENCH 40 OR 48MM 7WAY DUCT | 25 | 25 M - Meter | 160 | 4000 | EXCAVATION OF SHALLOW TRENCHES MANUALLY/CHIPPING/SLITTING UPTO A DEPTH OF 300 MM, WIDE UP TO 100 MM IN ASPHALT / CONCRETE / TILED SURFACE, LAYING 1 X 40 MM / 1 X 7
1620 | WORK CHANGE ORDER | 630108053 | 0003 | 18.02.2021 | 1662725.02 | 31891028.10 | 33553753.12 | 0301 | FTTx IBD MUMB0301 Sheetal | 3314515 | CHRG:SHALLOW TREN 40MM DUCT W/2 NOS | 25 | 25 M - Meter | 160 | 4000 | EXCAVATION OF SHALLOW TRENCHES MANUALLY/CHIPPING/SLITTING IN ASPHALT / CONCRETE / TILED SURFACE, LAYING 2 NOS 40 MM DUCT AND FILLING THE COMPLETE DEPTH, INCLUDING
1621 | WORK CHANGE ORDER | 630108053 | 0003 | 18.02.2021 | 1662725.02 | 31891028.10 | 33553753.12 | 0301 | FTTx IBD MUMB0301 Sheetal | 3293878 | CHRG;CLAMPING-1X40MM/1X7WAY MICRO DUCT | 50 | 50 M - Meter | 49 | 2450 | CLAMPING OF THE DUCTS 1 X 40 MM / 1 X 7 WAY MICRO DUCT ( 48 MM OD ) ALONG THE WALL WITH THE HELP OF CLAMPING AT EVERY 1 M C/C#
1622 | WORK CHANGE ORDER | 630108053 | 0003 | 18.02.2021 | 1662725.02 | 31891028.10 | 33553753.12 | 0301 | FTTx IBD MUMB0301 Sheetal | 3292713 | CHRGS FOR TRANS&INST OF ADSS CABLE-96F | 250 | 250M - Meter | 40 | 10000 | CHARGES FOR TRANSPORTATION & INSTALLATION OF ADSS CABLE- EIC - 96F#
1623 | WORK CHANGE ORDER | 630108053 | 0003 | 18.02.2021 | 1662725.02 | 31891028.10 | 33553753.12 | 0301 | FTTx IBD MUMB0301 Sheetal | 3294064 | INSTALLATION 48 F ADSS / FIG 8 CABLE | 1000 | 1,000 | 34 | 34000 | INSTALLATION OF THE AERIAL CABLE (48 F ADSS / FIG 8 ) ALONG WITH THE ACCESSORIES. RATE INCLUDES SURVEY COST AND LOCAL LIASIONING CHARGES.
1624 | WORK CHANGE ORDER | 630108053 | 0003 | 18.02.2021 | 1662725.02 | 31891028.10 | 33553753.12 | 0301 | FTTx IBD MUMB0301 Sheetal | 3294065 | INSTALLATION12F ADSS / FIG 8 CABLE | 1000 | 1,000 | 24 | 24000 | INSTALLATION OF THE AERIAL CABLE (12 F ADSS / FIG 8 ) ALONG WITH THE ACCESSORIES. RATE INCLUDES SURVEY COST AND LOCAL LIASIONING CHARGES.
1625 | WORK CHANGE ORDER | 630108053 | 0003 | 18.02.2021 | 1662725.02 | 31891028.10 | 33553753.12 | 0301 | FTTx IBD MUMB0301 Sheetal | 3294710 | INSTALLATION 6F ADSS / FIG 8 CABLE | 250 | M - Meter | 19 | 4750 | INSTALLATION OF THE AERIAL CABLE (6 F ADSS / FIG 8 ) ALONG WITH THE ACCESSORIES. RATE INCLUDES SURVEY COST AND LOCAL LIASIONING CHARGES. #
1626 | WORK CHANGE ORDER | 630108053 | 0003 | 18.02.2021 | 1662725.02 | 31891028.10 | 33553753.12 | 0301 | FTTx IBD MUMB0301 Sheetal | 3252599 | BLOWING OF 96F | 250 | M - Meter | 15 | 3750 | CHARGES FOR BLOWING OF 96F FIBRE.
1627 | WORK CHANGE ORDER | 630108053 | 0003 | 18.02.2021 | 1662725.02 | 31891028.10 | 33553753.12 | 0301 | FTTx IBD MUMB0301 Sheetal | 3294262 | BLOWING / PULLING-48 F | 500 | M - Meter | 10 | 5000 | PULLING/BLOWING OF OFC- 48 F INCLUDING ALL MATERIALS, LABOUR, TOOLS, TACKLES, ETC.. #
1628 | WORK CHANGE ORDER | 630108053 | 0003 | 18.02.2021 | 1662725.02 | 31891028.10 | 33553753.12 | 0301 | FTTx IBD MUMB0301 Sheetal | 3294264 | BLOWING / PULLING-12 F | 1000 | 1,000 | 7 | 7000 | PULLING/BLOWING OF OFC-12F INCLUDING ALL MATERIALS, LABOUR, TOOLS, TACKLES, ETC.. #
1629 | WORK CHANGE ORDER | 630108053 | 0003 | 18.02.2021 | 1662725.02 | 31891028.10 | 33553753.12 | 0301 | FTTx IBD MUMB0301 Sheetal | 3294265 | BLOWING / PULLING-6 F | 500 | M - Meter | 5 | 2500 | PULLING/BLOWING OF OFC-6F INCLUDING ALL MATERIALS, LABOUR, TOOLS, TACKLES, ETC.. #
1630 | WORK CHANGE ORDER | 630108053 | 0003 | 18.02.2021 | 1662725.02 | 31891028.10 | 33553753.12 | 0301 | FTTx IBD MUMB0301 Sheetal | 3291570 | INSTLTN OF ACCESS CHAMBER 750X400X500 MM | 1 | 1 EA - each | 2328 | 2328 | INSTALLATION OF ACCESS CHAMBERS - SIZE - 750X400X500 MM DEEP.#INCLUDING COVER & LIFTING OF ACCESS CHAMBER-UPTO 50KMS INCLUDING HANDLING ,#EXCAVATION &
1631 | WORK CHANGE ORDER | 630108053 | 0003 | 18.02.2021 | 1662725.02 | 31891028.10 | 33553753.12 | 0301 | FTTx IBD MUMB0301 Sheetal | 3314518 | INST OF PULLING CHAMBER 400X400X500MM | 5 | 5 EA - each | 970 | 4850 | INSTALLATION OF PULLING CHAMBERS - SIZE - 400X400X500 MM DEEP ; INCLUDING COVER .#EXCAVATION & BACKFILLING OF PITS ETC AS PER DRAWINGS , SPECIFICATIONS#AND AS
1632 | WORK CHANGE ORDER | 630108053 | 0003 | 18.02.2021 | 1662725.02 | 31891028.10 | 33553753.12 | 0301 | FTTx IBD MUMB0301 Sheetal | 3294239 | CHRG;REINST,TRENCH,PCC-1:2:4,GRAVEL 20MM | 1 | 1 M3 - Cubic meter | 5335 | 5335 | CHARGES FOR REINSTATEMENT OF THE TRENCHES / PITS INCLUDING ALL MATERIALS , LABOUR, TOOLS TACKES ETC..BY PCC -1:2:4 GRAVEL SIZE - 20 MM & CURING FOR 7 DAYS. THIS ITEM
1633 | WORK CHANGE ORDER | 630108053 | 0003 | 18.02.2021 | 1662725.02 | 31891028.10 | 33553753.12 | 0301 | FTTx IBD MUMB0301 Sheetal | 3291785 | RSTRTN EXCVTD SURFACE- W/COLD BITUMEN | 10 | 10 M - Meter | 1000 | 10000 | CHARGES FOR RESTORATION OF THE EXCAVATED SURFACES USING THE COLD BITUMEN INCLUDING PROPER COMPACTION ETC. ALL COMPLETE INCLUDING ALL MATERIALS TOOLS TACKLES
1634 | WORK CHANGE ORDER | 630108053 | 0003 | 18.02.2021 | 1662725.02 | 31891028.10 | 33553753.12 | 0301 | FTTx IBD MUMB0301 Sheetal | 3291786 | RSTRTN EXCVTD SURFACES-W/ HOT BITUMEN | 10 | 10 M - Meter | 383 | 3830 | CHARGES FOR RESTORATION OF THE EXCAVATED SURFACES USING THE HOT BITUMEN INCLUDING PROPER COMPACTION ETC. ALL COMPLETE INCLUDING ALL MATERIALS TOOLS TACKLES
1635 | WORK CHANGE ORDER | 630108053 | 0003 | 18.02.2021 | 1662725.02 | 31891028.10 | 33553753.12 | 0301 | FTTx IBD MUMB0301 Sheetal | 3290664 | CHRG F/RESTORATN OF SURF ;W/EXT TILES | 20 | 20 M - Meter | 286 | 5720 | CHARGES FOR RESTORATION OF THE EXCAVATED SURFACES USING THE EXISTING TILES OVER 100 MM THICK CONCRETE BEDDING. THE COST TO INCLUDE THE COST OF THE TILES,
1636 | WORK CHANGE ORDER | 630108053 | 0003 | 18.02.2021 | 1662725.02 | 31891028.10 | 33553753.12 | 0301 | FTTx IBD MUMB0301 Sheetal | 3291784 | RSTRTN EXCVTD SURFACE-W/ PAVER BLOCK | 20 | 20 M - Meter | 631 | 12620 | CHARGES FOR RESTORATION OF THE EXCAVATED SURFACE USING NEW INTER LOCKING PAVER BLOCK OVER 100 MM THICK CONCRETE BEDDING. THE COST TO INCLUDE THE COST OF THE
1637 | WORK CHANGE ORDER | 630108053 | 0003 | 18.02.2021 | 1662725.02 | 31891028.10 | 33553753.12 | 0301 | FTTx IBD MUMB0301 Sheetal | 3291783 | RESTORATION OF EXCV SURFACE-W/KOTA STONE | 10 | 10 M - Meter | 550 | 5500 | CHARGES FOR RESTORATION OF THE EXCAVATED SURFACE USING NEW KOTA STONE OVER 100 MM THICK CONCRETE BEDDING. THE COST TO INCLUDE THE COST OF THE KOTA STONE ,
1638 | WORK CHANGE ORDER | 630108053 | 0003 | 18.02.2021 | 1662725.02 | 31891028.10 | 33553753.12 | 0301 | FTTx IBD MUMB0301 Sheetal | 3290665 | CHRG F/RESTORATN OF SURF ;W/CHEQUED TILE | 15 | 15 M - Meter | 419 | 6285 | CHARGES FOR RESTORATION OF THE EXCAVATED SURFACE USING NEW INTER CHEQUERED TILE OVER 100 MM THICK CONCRETE BEDDING. THE COST TO INCLUDE THE COST OF THE KOTA
1639 | WORK CHANGE ORDER | 630108053 | 0003 | 18.02.2021 | 1662725.02 | 31891028.10 | 33553753.12 | 0301 | FTTx IBD MUMB0301 Sheetal | 3171149 | S/FIXING PVC CONDUIT 25 MM | 800 | M - Meter | 60 | 48000 | S/FIXING PVC CONDUIT 25MM
1640 | WORK CHANGE ORDER | 630108053 | 0003 | 18.02.2021 | 1662725.02 | 31891028.10 | 33553753.12 | 0301 | FTTx IBD MUMB0301 Sheetal | 3171151 | S/FIXING PVC CONDUIT 40 MM | 300 | M - Meter | 111 | 33300 | S/FIXING PVC CONDUIT 40 MM
1641 | WORK CHANGE ORDER | 630108053 | 0003 | 18.02.2021 | 1662725.02 | 31891028.10 | 33553753.12 | 0301 | FTTx IBD MUMB0301 Sheetal | 3318608 | S&I 25MM PVC CONDUIT USING SCAFFOLDING | 100 | 100M - Meter | 133 | 13300 | SUPPLY AND INSTALLATION OF 25MM OUTER DIA CONDUIT ON EXTERNAL WALL WITH THE HELP OF JHOOLA HOLDING INCLUDING MANPOWER, COUPLERS, BENDS, TEES, SADDLES, CLAMPS,
1642 | WORK CHANGE ORDER | 630108053 | 0003 | 18.02.2021 | 1662725.02 | 31891028.10 | 33553753.12 | 0301 | FTTx IBD MUMB0301 Sheetal | 3318609 | S&I 40MM PVC CONDUIT USING SCAFFOLDING | 100 | 100M - Meter | 188 | 18800 | SUPPLY AND INSTALLATION OF 40MM OUTER DIA CONDUIT ON EXTERNAL WALL WITH THE HELP OF JHOOLA HOLDING INCLUDING MANPOWER, COUPLERS, BENDS, TEES, SADDLES, CLAMPS,
1643 | WORK CHANGE ORDER | 630108053 | 0003 | 18.02.2021 | 1662725.02 | 31891028.10 | 33553753.12 | 0301 | FTTx IBD MUMB0301 Sheetal | 3206508 | SUP&LAY FLEX PVC CONDUIT DIA 25MM | 100 | M - Meter | 71 | 7100 | Supplying and laying of following sizes of flexible PVC conduit along with conduit accessories complete as required.
1644 | WORK CHANGE ORDER | 630108053 | 0003 | 18.02.2021 | 1662725.02 | 31891028.10 | 33553753.12 | 0301 | FTTx IBD MUMB0301 Sheetal | 3206510 | SUP&LAY FLEX PVC CONDUIT DIA 40MM | 75 | M - Meter | 116 | 8700 | Supplying and laying of following sizes of flexible PVC conduit along with conduit
1645 | WORK CHANGE ORDER | 630108053 | 0003 | 18.02.2021 | 1662725.02 | 31891028.10 | 33553753.12 | 0301 | FTTx IBD MUMB0301 Sheetal | 3318971 | S&I 25MM FLEXI PVC CONDUIT W/SCAFFOLDING | 75 | 75 M - Meter | 144 | 10800 | SUPPLY AND INSTALLATION OF 25MM DIA REINFORCED FLEXIBLE CONDUIT ON EXTERNAL WALL WITH THE HELP OF JHOOLA HOLDING INCLUDING MANPOWER, COUPLERS, BENDS, TEES,
1646 | WORK CHANGE ORDER | 630108053 | 0003 | 18.02.2021 | 1662725.02 | 31891028.10 | 33553753.12 | 0301 | FTTx IBD MUMB0301 Sheetal | 3318972 | S&I 40MM FLEXI PVC CONDUIT W/SCAFFOLDING | 75 | 75 M - Meter | 194 | 14550 | SUPPLY AND INSTALLATION OF 40MM DIA REINFORCED FLEXIBLE CONDUIT ON EXTERNAL WALL WITH THE HELP OF JHOOLA HOLDING INCLUDING MANPOWER, COUPLERS, BENDS, TEES,
1647 | WORK CHANGE ORDER | 630108053 | 0003 | 18.02.2021 | 1662725.02 | 31891028.10 | 33553753.12 | 0301 | FTTx IBD MUMB0301 Sheetal | 3319687 | P&F PVC JUNCTION BOX 40MM,4-WAY | 75 | EA - each | 30 | 2250 | CHARGES FOR SUPPLYING AND FIXING OF PVC JUNCTION BOX 40MM,FOUR WAY IN REQUIRED POSITION ALONG THE LINE OF PVC CONDUIT#
1648 | WORK CHANGE ORDER | 630108053 | 0003 | 18.02.2021 | 1662725.02 | 31891028.10 | 33553753.12 | 0301 | FTTx IBD MUMB0301 Sheetal | 3319688 | P&F PVC JUNCTION BOX 40MM,3-WAY | 75 | EA - each | 30 | 2250 | CHARGES FOR SUPPLYING AND FIXING OF PVC JUNCTION BOX 40MM,THREE WAY IN REQUIRED POSITION ALONG THE LINE OF PVC CONDUIT#
1649 | WORK CHANGE ORDER | 630108053 | 0003 | 18.02.2021 | 1662725.02 | 31891028.10 | 33553753.12 | 0301 | FTTx IBD MUMB0301 Sheetal | 3192918 | CHRG:S/F:PVC JUNCTION BOX 25MM,4-WAY | 75 | 75 EA - each | 19 | 1425 | CHARGES FOR SUPPLYING AND FIXING OF PVC JUNCTION BOX
1650 | WORK CHANGE ORDER | 630108053 | 0003 | 18.02.2021 | 1662725.02 | 31891028.10 | 33553753.12 | 0301 | FTTx IBD MUMB0301 Sheetal | 3192917 | CHRG:S/F:PVC JUNCTION BOX 25MM,3-WAY | 75 | 75 EA - each | 19 | 1425 | CHARGES FOR SUPPLYING AND FIXING OF PVC JUNCTION BOX
1651 | WORK CHANGE ORDER | 630108053 | 0003 | 18.02.2021 | 1662725.02 | 31891028.10 | 33553753.12 | 0301 | FTTx IBD MUMB0301 Sheetal | 3259755 | INSTALLATION OF FDC | 15 | EA - each | 49 | 735 | Installation of Fibre Distribution Cabinet
1652 | WORK CHANGE ORDER | 630108053 | 0003 | 18.02.2021 | 1662725.02 | 31891028.10 | 33553753.12 | 0301 | FTTx IBD MUMB0301 Sheetal | 3294022 | INSTALLATION OF FAT (WALL/POLE MOUNTED) | 50 | 50 EA - each | 49 | 2450 | INSTALLATION OF FIBRE ACCESS TERMINAL (WALL/POLE MOUNTED)#
1653 | WORK CHANGE ORDER | 630108053 | 0003 | 18.02.2021 | 1662725.02 | 31891028.10 | 33553753.12 | 0301 | FTTx IBD MUMB0301 Sheetal | 3293902 | INSTALLATION LEVEL 1 ( S1 ) SPLITTER | 20 | EA - each | 49 | 980 | INSTALLATION OF FREE ISSUED SPLITTER AT SUGGESTED LOCATION INCLUDING ALL MANPOWER, TOOLS TACKLES, HARDWARES ETC. COMPLETE AS PER THE DRG AND DIRECTION OF
1654 | WORK CHANGE ORDER | 630108053 | 0003 | 18.02.2021 | 1662725.02 | 31891028.10 | 33553753.12 | 0301 | FTTx IBD MUMB0301 Sheetal | 3293903 | INSTALLATION LEVEL 2 ( S2 ) SPLITTER | 160 | EA - each | 49 | 7840 | INSTALLATION OF FREE ISSUED SPLITTER AT SUGGESTED LOCATION INCLUDING ALL MANPOWER, TOOLS TACKLES, HARDWARES ETC. COMPLETE AS PER THE DRG AND DIRECTION OF
1655 | WORK CHANGE ORDER | 630108053 | 0003 | 18.02.2021 | 1662725.02 | 31891028.10 | 33553753.12 | 0301 | FTTx IBD MUMB0301 Sheetal | 3252601 | SPLICING,JOINTING & TERMINATION-48F | 300 | 300.000 NOS - No. | 112 | 33600 | CHARGES FOR SPLICING,JOINTING & TERMINATION OF 48F FIBRE.
1656 | WORK CHANGE ORDER | 630108053 | 0003 | 18.02.2021 | 1662725.02 | 31891028.10 | 33553753.12 | 0301 | FTTx IBD MUMB0301 Sheetal | 3252602 | SPLICING,JOINTING & TERMINATION-96F | 96 | 96.000 NOS - No. | 112 | 10752 | CHARGES FOR SPLICING,JOINTING & TERMINATION OF 96F FIBRE.
1657 | WORK CHANGE ORDER | 630108053 | 0003 | 18.02.2021 | 1662725.02 | 31891028.10 | 33553753.12 | 0301 | FTTx IBD MUMB0301 Sheetal | 3300512 | SPLICING & TERM OFC,FIXED COST/DAY | 7 | EA - each | 2425 | 16975 | OFC SPLICING&TERMINATION-FIXED COST/DAY#JOB INVOLVES: 1) SPLICING & TERMINATION OF OFC CABLE AS DIRECTED BY EIC. 2) ALL TOOLS AND TACKLES, PPES, CONSUMABLES ARE IN
1658 | WORK CHANGE ORDER | 630108053 | 0003 | 18.02.2021 | 1662725.02 | 31891028.10 | 33553753.12 | 0301 | FTTx IBD MUMB0301 Sheetal | 3098777 | A11102-SELF ADHESIVE LABELS | 400 | 400.000 | 10 | 4000 | 420
1659 | WORK CHANGE ORDER | 630108053 | 0003 | 18.02.2021 | 1662725.02 | 31891028.10 | 33553753.12 | 0301 | FTTx IBD MUMB0301 Sheetal | 3295194 | PREPARATION OF AS BUILT DRAWINGS SBP | 10 | 10 EA - each | 194 | 1940 | AS-BUILT DRAWING FOR ALL WORKS PERFORMED AS PER SCOPE
1660 | WORK CHANGE ORDER | 630108053 | 0003 | 18.02.2021 | 1662725.02 | 31891028.10 | 33553753.12 | 0301 | FTTx IBD MUMB0301 Sheetal | 3111341 | DISPOSAL OF WASTE MATERIALS DEBRIS ETC. | 10 | 10.000 NOS - No. | 679 | 6790 | Collection & disposal of various kinds of unwanted materials / debris
1661 | WORK CHANGE ORDER | 630108053 | 0003 | 18.02.2021 | 1662725.02 | 31891028.10 | 33553753.12 | 0301 | FTTx IBD MUMB0301 Sheetal | 3295891 | MATERIAL STORAGE & SECONDARY TRNSPT | 10 | 10 EA - each | 485 | 4850 | STORAGE AND SECONDARY TRANSPORTATION OF FIM MATERIAL TO BUILDINGS, TO BE CALCULATED PER BUILDING#
1662 | WORK CHANGE ORDER | 630108053 | 0003 | 18.02.2021 | 1662725.02 | 31891028.10 | 33553753.12 | 0301 | FTTx IBD MUMB0301 Sheetal | 3295897 | CHRG: PRE EXECUTION BUILDING SURVEY | 10 | 10 EA - each | 290 | 2900 | PRE EXECUTION BUILDING SURVEY:#THIS IS BUILDING SURVEY BEFORE DEPLOYMENT INSIDE BUILDING DEPLOYMENT/CONSTRUCTION INCLUDES LAYING OF CONDUITS AND OTHER ODN
1663 | WORK CHANGE ORDER | 630108053 | 0003 | 18.02.2021 | 1662725.02 | 31891028.10 | 33553753.12 | 0301 | FTTx IBD MUMB0301 Sheetal | 3318382 | CHRG DRILLING OF HOLE 25MM IN BRICK WALL | 25 | 25 EA - each | 82 | 2050 | CHARGES FOR DRILLING HOLES OF DIAMETER 25MM IN BRICK WALL WITH PROPER DRILL MACHINE AND REINSTATEMENT AFTER CONDUITING TO ENSURE WATER PROOFING OF HOLE.#
1664 | WORK CHANGE ORDER | 630108053 | 0003 | 18.02.2021 | 1662725.02 | 31891028.10 | 33553753.12 | 0301 | FTTx IBD MUMB0301 Sheetal | 3318381 | CHRG DRILLING OF HOLE 40MM IN BRICK WALL | 25 | 25 EA - each | 131 | 3275 | CHARGES FOR DRILLING HOLES OF DIAMETER 40MM IN BRICK WALL WITH PROPER DRILL MACHINE AND REINSTATEMENT AFTER CONDUITING TO ENSURE WATER PROOFING OF HOLE.#
1665 | WORK CHANGE ORDER | 630108053 | 0003 | 18.02.2021 | 1662725.02 | 31891028.10 | 33553753.12 | 0301 | FTTx IBD MUMB0301 Sheetal | 3318200 | CHRG DRILLING OF HOLE 25MM DIA IN RCC | 25 | 25 EA - each | 131 | 3275 | CHARGES FOR DRILLING HOLES OF DIAMETER 25MM IN RCC WITH PROPER DRILL MACHINE AND REINSTATEMENT AFTER CONDUITING TO ENSURE WATER PROOFING OF HOLE.#
1666 | WORK CHANGE ORDER | 630108053 | 0003 | 18.02.2021 | 1662725.02 | 31891028.10 | 33553753.12 | 0301 | FTTx IBD MUMB0301 Sheetal | 3297469 | CHRG:DRILLING OF HOLE 40MM DIA IN RCC | 25 | 25 EA - each | 165 | 4125 | CHARGES FOR DRILLING HOLES OF DIAMETER ~40MM IN RCC WITH PROPER DRILL MACHINE AND REINSTATEMENT AFTER CONDUITING TO ENSURE WATER PROOFING OF HOLE.
1667 | WORK CHANGE ORDER | 630108053 | 0003 | 18.02.2021 | 1662725.02 | 31891028.10 | 33553753.12 | 0301 | FTTx IBD MUMB0301 Sheetal | 3319692 | S&I SIMPLEX PLUG,F/40MM HDPE DUCT | 30 | EA - each | 49 | 1470 | CHARGES FOR SUPPLYING AND FIXING OF SIMPLEX PLUG FOR 40 MM HDPE DUCT#
1668 | WORK CHANGE ORDER | 630108053 | 0003 | 18.02.2021 | 1662725.02 | 31891028.10 | 33553753.12 | 0206 | FTTx IBD MUMB0206 Suraj Bolton | 3293883 | CHRG;SHALLOW TRENCH 40 OR 48MM 7WAY DUCT | 50 | 50 M - Meter | 160 | 8000 | EXCAVATION OF SHALLOW TRENCHES MANUALLY/CHIPPING/SLITTING UPTO A DEPTH OF 300 MM, WIDE UP TO 100 MM IN ASPHALT / CONCRETE / TILED SURFACE, LAYING 1 X 40 MM / 1 X 7
1669 | WORK CHANGE ORDER | 630108053 | 0003 | 18.02.2021 | 1662725.02 | 31891028.10 | 33553753.12 | 0206 | FTTx IBD MUMB0206 Suraj Bolton | 3314515 | CHRG:SHALLOW TREN 40MM DUCT W/2 NOS | 50 | 50 M - Meter | 160 | 8000 | EXCAVATION OF SHALLOW TRENCHES MANUALLY/CHIPPING/SLITTING IN ASPHALT / CONCRETE / TILED SURFACE, LAYING 2 NOS 40 MM DUCT AND FILLING THE COMPLETE DEPTH, INCLUDING
1670 | WORK CHANGE ORDER | 630108053 | 0003 | 18.02.2021 | 1662725.02 | 31891028.10 | 33553753.12 | 0206 | FTTx IBD MUMB0206 Suraj Bolton | 3293878 | CHRG;CLAMPING-1X40MM/1X7WAY MICRO DUCT | 100 | 100M - Meter | 49 | 4900 | CLAMPING OF THE DUCTS 1 X 40 MM / 1 X 7 WAY MICRO DUCT ( 48 MM OD ) ALONG THE WALL WITH THE HELP OF CLAMPING AT EVERY 1 M C/C#
1671 | WORK CHANGE ORDER | 630108053 | 0003 | 18.02.2021 | 1662725.02 | 31891028.10 | 33553753.12 | 0206 | FTTx IBD MUMB0206 Suraj Bolton | 3292713 | CHRGS FOR TRANS&INST OF ADSS CABLE-96F | 500 | 500M - Meter | 40 | 20000 | CHARGES FOR TRANSPORTATION & INSTALLATION OF ADSS CABLE- EIC - 96F#
1672 | WORK CHANGE ORDER | 630108053 | 0003 | 18.02.2021 | 1662725.02 | 31891028.10 | 33553753.12 | 0206 | FTTx IBD MUMB0206 Suraj Bolton | 3294064 | INSTALLATION 48 F ADSS / FIG 8 CABLE | 1000 | 1,000 | 34 | 34000 | INSTALLATION OF THE AERIAL CABLE (48 F ADSS / FIG 8 ) ALONG WITH THE ACCESSORIES. RATE INCLUDES SURVEY COST AND LOCAL LIASIONING CHARGES.
1673 | WORK CHANGE ORDER | 630108053 | 0003 | 18.02.2021 | 1662725.02 | 31891028.10 | 33553753.12 | 0206 | FTTx IBD MUMB0206 Suraj Bolton | 3294065 | INSTALLATION12F ADSS / FIG 8 CABLE | 1500 | 1,500 | 24 | 36000 | INSTALLATION OF THE AERIAL CABLE (12 F ADSS / FIG 8 ) ALONG WITH THE ACCESSORIES. RATE INCLUDES SURVEY COST AND LOCAL LIASIONING CHARGES.
1674 | WORK CHANGE ORDER | 630108053 | 0003 | 18.02.2021 | 1662725.02 | 31891028.10 | 33553753.12 | 0206 | FTTx IBD MUMB0206 Suraj Bolton | 3294710 | INSTALLATION 6F ADSS / FIG 8 CABLE | 500 | M - Meter | 19 | 9500 | INSTALLATION OF THE AERIAL CABLE (6 F ADSS / FIG 8 ) ALONG WITH THE ACCESSORIES. RATE INCLUDES SURVEY COST AND LOCAL LIASIONING CHARGES. #
1675 | WORK CHANGE ORDER | 630108053 | 0003 | 18.02.2021 | 1662725.02 | 31891028.10 | 33553753.12 | 0206 | FTTx IBD MUMB0206 Suraj Bolton | 3252599 | BLOWING OF 96F | 500 | M - Meter | 15 | 7500 | CHARGES FOR BLOWING OF 96F FIBRE.
1676 | WORK CHANGE ORDER | 630108053 | 0003 | 18.02.2021 | 1662725.02 | 31891028.10 | 33553753.12 | 0206 | FTTx IBD MUMB0206 Suraj Bolton | 3294262 | BLOWING / PULLING-48 F | 700 | M - Meter | 10 | 7000 | PULLING/BLOWING OF OFC- 48 F INCLUDING ALL MATERIALS, LABOUR, TOOLS, TACKLES, ETC.. #
1677 | WORK CHANGE ORDER | 630108053 | 0003 | 18.02.2021 | 1662725.02 | 31891028.10 | 33553753.12 | 0206 | FTTx IBD MUMB0206 Suraj Bolton | 3294264 | BLOWING / PULLING-12 F | 2000 | 2,000 | 7 | 14000 | PULLING/BLOWING OF OFC-12F INCLUDING ALL MATERIALS, LABOUR, TOOLS, TACKLES, ETC.. #
1678 | WORK CHANGE ORDER | 630108053 | 0003 | 18.02.2021 | 1662725.02 | 31891028.10 | 33553753.12 | 0206 | FTTx IBD MUMB0206 Suraj Bolton | 3294265 | BLOWING / PULLING-6 F | 1000 | 1,000 | 5 | 5000 | PULLING/BLOWING OF OFC-6F INCLUDING ALL MATERIALS, LABOUR, TOOLS, TACKLES, ETC.. #
1679 | WORK CHANGE ORDER | 630108053 | 0003 | 18.02.2021 | 1662725.02 | 31891028.10 | 33553753.12 | 0206 | FTTx IBD MUMB0206 Suraj Bolton | 3291570 | INSTLTN OF ACCESS CHAMBER 750X400X500 MM | 2 | 2 EA - each | 2328 | 4656 | INSTALLATION OF ACCESS CHAMBERS - SIZE - 750X400X500 MM DEEP.#INCLUDING COVER & LIFTING OF ACCESS CHAMBER-UPTO 50KMS INCLUDING HANDLING ,#EXCAVATION &
1680 | WORK CHANGE ORDER | 630108053 | 0003 | 18.02.2021 | 1662725.02 | 31891028.10 | 33553753.12 | 0206 | FTTx IBD MUMB0206 Suraj Bolton | 3314518 | INST OF PULLING CHAMBER 400X400X500MM | 10 | 10 EA - each | 970 | 9700 | INSTALLATION OF PULLING CHAMBERS - SIZE - 400X400X500 MM DEEP ; INCLUDING COVER .#EXCAVATION & BACKFILLING OF PITS ETC AS PER DRAWINGS , SPECIFICATIONS#AND AS
1681 | WORK CHANGE ORDER | 630108053 | 0003 | 18.02.2021 | 1662725.02 | 31891028.10 | 33553753.12 | 0206 | FTTx IBD MUMB0206 Suraj Bolton | 3294239 | CHRG;REINST,TRENCH,PCC-1:2:4,GRAVEL 20MM | 1 | 1 M3 - Cubic meter | 5335 | 5335 | CHARGES FOR REINSTATEMENT OF THE TRENCHES / PITS INCLUDING ALL MATERIALS , LABOUR, TOOLS TACKES ETC..BY PCC -1:2:4 GRAVEL SIZE - 20 MM & CURING FOR 7 DAYS. THIS ITEM
1682 | WORK CHANGE ORDER | 630108053 | 0003 | 18.02.2021 | 1662725.02 | 31891028.10 | 33553753.12 | 0206 | FTTx IBD MUMB0206 Suraj Bolton | 3291785 | RSTRTN EXCVTD SURFACE- W/COLD BITUMEN | 10 | 10 M - Meter | 1000 | 10000 | CHARGES FOR RESTORATION OF THE EXCAVATED SURFACES USING THE COLD BITUMEN INCLUDING PROPER COMPACTION ETC. ALL COMPLETE INCLUDING ALL MATERIALS TOOLS TACKLES
1683 | WORK CHANGE ORDER | 630108053 | 0003 | 18.02.2021 | 1662725.02 | 31891028.10 | 33553753.12 | 0206 | FTTx IBD MUMB0206 Suraj Bolton | 3291786 | RSTRTN EXCVTD SURFACES-W/ HOT BITUMEN | 10 | 10 M - Meter | 383 | 3830 | CHARGES FOR RESTORATION OF THE EXCAVATED SURFACES USING THE HOT BITUMEN INCLUDING PROPER COMPACTION ETC. ALL COMPLETE INCLUDING ALL MATERIALS TOOLS TACKLES
1684 | WORK CHANGE ORDER | 630108053 | 0003 | 18.02.2021 | 1662725.02 | 31891028.10 | 33553753.12 | 0206 | FTTx IBD MUMB0206 Suraj Bolton | 3290664 | CHRG F/RESTORATN OF SURF ;W/EXT TILES | 30 | 30 M - Meter | 286 | 8580 | CHARGES FOR RESTORATION OF THE EXCAVATED SURFACES USING THE EXISTING TILES OVER 100 MM THICK CONCRETE BEDDING. THE COST TO INCLUDE THE COST OF THE TILES,
1685 | WORK CHANGE ORDER | 630108053 | 0003 | 18.02.2021 | 1662725.02 | 31891028.10 | 33553753.12 | 0206 | FTTx IBD MUMB0206 Suraj Bolton | 3291784 | RSTRTN EXCVTD SURFACE-W/ PAVER BLOCK | 30 | 30 M - Meter | 631 | 18930 | CHARGES FOR RESTORATION OF THE EXCAVATED SURFACE USING NEW INTER LOCKING PAVER BLOCK OVER 100 MM THICK CONCRETE BEDDING. THE COST TO INCLUDE THE COST OF THE
1686 | WORK CHANGE ORDER | 630108053 | 0003 | 18.02.2021 | 1662725.02 | 31891028.10 | 33553753.12 | 0206 | FTTx IBD MUMB0206 Suraj Bolton | 3291783 | RESTORATION OF EXCV SURFACE-W/KOTA STONE | 10 | 10 M - Meter | 550 | 5500 | CHARGES FOR RESTORATION OF THE EXCAVATED SURFACE USING NEW KOTA STONE OVER 100 MM THICK CONCRETE BEDDING. THE COST TO INCLUDE THE COST OF THE KOTA STONE ,
1687 | WORK CHANGE ORDER | 630108053 | 0003 | 18.02.2021 | 1662725.02 | 31891028.10 | 33553753.12 | 0206 | FTTx IBD MUMB0206 Suraj Bolton | 3290665 | CHRG F/RESTORATN OF SURF ;W/CHEQUED TILE | 30 | 30 M - Meter | 419 | 12570 | CHARGES FOR RESTORATION OF THE EXCAVATED SURFACE USING NEW INTER CHEQUERED TILE OVER 100 MM THICK CONCRETE BEDDING. THE COST TO INCLUDE THE COST OF THE KOTA
1688 | WORK CHANGE ORDER | 630108053 | 0003 | 18.02.2021 | 1662725.02 | 31891028.10 | 33553753.12 | 0206 | FTTx IBD MUMB0206 Suraj Bolton | 3171149 | S/FIXING PVC CONDUIT 25 MM | 1000 | 1,000 | 60 | 60000 | S/FIXING PVC CONDUIT 25MM
1689 | WORK CHANGE ORDER | 630108053 | 0003 | 18.02.2021 | 1662725.02 | 31891028.10 | 33553753.12 | 0206 | FTTx IBD MUMB0206 Suraj Bolton | 3171151 | S/FIXING PVC CONDUIT 40 MM | 600 | M - Meter | 111 | 66600 | S/FIXING PVC CONDUIT 40 MM
1690 | WORK CHANGE ORDER | 630108053 | 0003 | 18.02.2021 | 1662725.02 | 31891028.10 | 33553753.12 | 0206 | FTTx IBD MUMB0206 Suraj Bolton | 3318608 | S&I 25MM PVC CONDUIT USING SCAFFOLDING | 100 | 100M - Meter | 133 | 13300 | SUPPLY AND INSTALLATION OF 25MM OUTER DIA CONDUIT ON EXTERNAL WALL WITH THE HELP OF JHOOLA HOLDING INCLUDING MANPOWER, COUPLERS, BENDS, TEES, SADDLES, CLAMPS,
1691 | WORK CHANGE ORDER | 630108053 | 0003 | 18.02.2021 | 1662725.02 | 31891028.10 | 33553753.12 | 0206 | FTTx IBD MUMB0206 Suraj Bolton | 3318609 | S&I 40MM PVC CONDUIT USING SCAFFOLDING | 100 | 100M - Meter | 188 | 18800 | SUPPLY AND INSTALLATION OF 40MM OUTER DIA CONDUIT ON EXTERNAL WALL WITH THE HELP OF JHOOLA HOLDING INCLUDING MANPOWER, COUPLERS, BENDS, TEES, SADDLES, CLAMPS,
1692 | WORK CHANGE ORDER | 630108053 | 0003 | 18.02.2021 | 1662725.02 | 31891028.10 | 33553753.12 | 0206 | FTTx IBD MUMB0206 Suraj Bolton | 3206508 | SUP&LAY FLEX PVC CONDUIT DIA 25MM | 200 | M - Meter | 71 | 14200 | Supplying and laying of following sizes of flexible PVC conduit along with conduit accessories complete as required.
1693 | WORK CHANGE ORDER | 630108053 | 0003 | 18.02.2021 | 1662725.02 | 31891028.10 | 33553753.12 | 0206 | FTTx IBD MUMB0206 Suraj Bolton | 3206510 | SUP&LAY FLEX PVC CONDUIT DIA 40MM | 150 | M - Meter | 116 | 17400 | Supplying and laying of following sizes of flexible PVC conduit along with conduit
1694 | WORK CHANGE ORDER | 630108053 | 0003 | 18.02.2021 | 1662725.02 | 31891028.10 | 33553753.12 | 0206 | FTTx IBD MUMB0206 Suraj Bolton | 3318971 | S&I 25MM FLEXI PVC CONDUIT W/SCAFFOLDING | 100 | 100M - Meter | 144 | 14400 | SUPPLY AND INSTALLATION OF 25MM DIA REINFORCED FLEXIBLE CONDUIT ON EXTERNAL WALL WITH THE HELP OF JHOOLA HOLDING INCLUDING MANPOWER, COUPLERS, BENDS, TEES,
1695 | WORK CHANGE ORDER | 630108053 | 0003 | 18.02.2021 | 1662725.02 | 31891028.10 | 33553753.12 | 0206 | FTTx IBD MUMB0206 Suraj Bolton | 3318972 | S&I 40MM FLEXI PVC CONDUIT W/SCAFFOLDING | 100 | 100M - Meter | 194 | 19400 | SUPPLY AND INSTALLATION OF 40MM DIA REINFORCED FLEXIBLE CONDUIT ON EXTERNAL WALL WITH THE HELP OF JHOOLA HOLDING INCLUDING MANPOWER, COUPLERS, BENDS, TEES,
1696 | WORK CHANGE ORDER | 630108053 | 0003 | 18.02.2021 | 1662725.02 | 31891028.10 | 33553753.12 | 0206 | FTTx IBD MUMB0206 Suraj Bolton | 3319687 | P&F PVC JUNCTION BOX 40MM,4-WAY | 150 | EA - each | 30 | 4500 | CHARGES FOR SUPPLYING AND FIXING OF PVC JUNCTION BOX 40MM,FOUR WAY IN REQUIRED POSITION ALONG THE LINE OF PVC CONDUIT#
1697 | WORK CHANGE ORDER | 630108053 | 0003 | 18.02.2021 | 1662725.02 | 31891028.10 | 33553753.12 | 0206 | FTTx IBD MUMB0206 Suraj Bolton | 3319688 | P&F PVC JUNCTION BOX 40MM,3-WAY | 150 | EA - each | 30 | 4500 | CHARGES FOR SUPPLYING AND FIXING OF PVC JUNCTION BOX 40MM,THREE WAY IN REQUIRED POSITION ALONG THE LINE OF PVC CONDUIT#
1698 | WORK CHANGE ORDER | 630108053 | 0003 | 18.02.2021 | 1662725.02 | 31891028.10 | 33553753.12 | 0206 | FTTx IBD MUMB0206 Suraj Bolton | 3192918 | CHRG:S/F:PVC JUNCTION BOX 25MM,4-WAY | 150 | 150EA - each | 19 | 2850 | CHARGES FOR SUPPLYING AND FIXING OF PVC JUNCTION BOX
1699 | WORK CHANGE ORDER | 630108053 | 0003 | 18.02.2021 | 1662725.02 | 31891028.10 | 33553753.12 | 0206 | FTTx IBD MUMB0206 Suraj Bolton | 3192917 | CHRG:S/F:PVC JUNCTION BOX 25MM,3-WAY | 150 | 150EA - each | 19 | 2850 | CHARGES FOR SUPPLYING AND FIXING OF PVC JUNCTION BOX
1700 | WORK CHANGE ORDER | 630108053 | 0003 | 18.02.2021 | 1662725.02 | 31891028.10 | 33553753.12 | 0206 | FTTx IBD MUMB0206 Suraj Bolton | 3259755 | INSTALLATION OF FDC | 15 | EA - each | 49 | 735 | Installation of Fibre Distribution Cabinet
1701 | WORK CHANGE ORDER | 630108053 | 0003 | 18.02.2021 | 1662725.02 | 31891028.10 | 33553753.12 | 0206 | FTTx IBD MUMB0206 Suraj Bolton | 3294022 | INSTALLATION OF FAT (WALL/POLE MOUNTED) | 50 | 50 EA - each | 49 | 2450 | INSTALLATION OF FIBRE ACCESS TERMINAL (WALL/POLE MOUNTED)#
1702 | WORK CHANGE ORDER | 630108053 | 0003 | 18.02.2021 | 1662725.02 | 31891028.10 | 33553753.12 | 0206 | FTTx IBD MUMB0206 Suraj Bolton | 3293902 | INSTALLATION LEVEL 1 ( S1 ) SPLITTER | 20 | EA - each | 49 | 980 | INSTALLATION OF FREE ISSUED SPLITTER AT SUGGESTED LOCATION INCLUDING ALL MANPOWER, TOOLS TACKLES, HARDWARES ETC. COMPLETE AS PER THE DRG AND DIRECTION OF
1703 | WORK CHANGE ORDER | 630108053 | 0003 | 18.02.2021 | 1662725.02 | 31891028.10 | 33553753.12 | 0206 | FTTx IBD MUMB0206 Suraj Bolton | 3293903 | INSTALLATION LEVEL 2 ( S2 ) SPLITTER | 160 | EA - each | 49 | 7840 | INSTALLATION OF FREE ISSUED SPLITTER AT SUGGESTED LOCATION INCLUDING ALL MANPOWER, TOOLS TACKLES, HARDWARES ETC. COMPLETE AS PER THE DRG AND DIRECTION OF
1704 | WORK CHANGE ORDER | 630108053 | 0003 | 18.02.2021 | 1662725.02 | 31891028.10 | 33553753.12 | 0206 | FTTx IBD MUMB0206 Suraj Bolton | 3252601 | SPLICING,JOINTING & TERMINATION-48F | 500 | 500.000 NOS - No. | 112 | 56000 | CHARGES FOR SPLICING,JOINTING & TERMINATION OF 48F FIBRE.
1705 | WORK CHANGE ORDER | 630108053 | 0003 | 18.02.2021 | 1662725.02 | 31891028.10 | 33553753.12 | 0206 | FTTx IBD MUMB0206 Suraj Bolton | 3252602 | SPLICING,JOINTING & TERMINATION-96F | 192 | 192.000 NOS - No. | 112 | 21504 | CHARGES FOR SPLICING,JOINTING & TERMINATION OF 96F FIBRE.
1706 | WORK CHANGE ORDER | 630108053 | 0003 | 18.02.2021 | 1662725.02 | 31891028.10 | 33553753.12 | 0206 | FTTx IBD MUMB0206 Suraj Bolton | 3300512 | SPLICING & TERM OFC,FIXED COST/DAY | 10 | EA - each | 2425 | 24250 | OFC SPLICING&TERMINATION-FIXED COST/DAY#JOB INVOLVES: 1) SPLICING & TERMINATION OF OFC CABLE AS DIRECTED BY EIC. 2) ALL TOOLS AND TACKLES, PPES, CONSUMABLES ARE IN
1707 | WORK CHANGE ORDER | 630108053 | 0003 | 18.02.2021 | 1662725.02 | 31891028.10 | 33553753.12 | 0206 | FTTx IBD MUMB0206 Suraj Bolton | 3098777 | A11102-SELF ADHESIVE LABELS | 400 | 400.000 | 10 | 4000 | 420
1708 | WORK CHANGE ORDER | 630108053 | 0003 | 18.02.2021 | 1662725.02 | 31891028.10 | 33553753.12 | 0206 | FTTx IBD MUMB0206 Suraj Bolton | 3295194 | PREPARATION OF AS BUILT DRAWINGS SBP | 15 | 15 EA - each | 194 | 2910 | AS-BUILT DRAWING FOR ALL WORKS PERFORMED AS PER SCOPE
1709 | WORK CHANGE ORDER | 630108053 | 0003 | 18.02.2021 | 1662725.02 | 31891028.10 | 33553753.12 | 0206 | FTTx IBD MUMB0206 Suraj Bolton | 3111341 | DISPOSAL OF WASTE MATERIALS DEBRIS ETC. | 15 | 15.000 NOS - No. | 679 | 10185 | Collection & disposal of various kinds of unwanted materials / debris
1710 | WORK CHANGE ORDER | 630108053 | 0003 | 18.02.2021 | 1662725.02 | 31891028.10 | 33553753.12 | 0206 | FTTx IBD MUMB0206 Suraj Bolton | 3295891 | MATERIAL STORAGE & SECONDARY TRNSPT | 15 | 15 EA - each | 485 | 7275 | STORAGE AND SECONDARY TRANSPORTATION OF FIM MATERIAL TO BUILDINGS, TO BE CALCULATED PER BUILDING#
1711 | WORK CHANGE ORDER | 630108053 | 0003 | 18.02.2021 | 1662725.02 | 31891028.10 | 33553753.12 | 0206 | FTTx IBD MUMB0206 Suraj Bolton | 3295897 | CHRG: PRE EXECUTION BUILDING SURVEY | 15 | 15 EA - each | 290 | 4350 | PRE EXECUTION BUILDING SURVEY:#THIS IS BUILDING SURVEY BEFORE DEPLOYMENT INSIDE BUILDING DEPLOYMENT/CONSTRUCTION INCLUDES LAYING OF CONDUITS AND OTHER ODN
1712 | WORK CHANGE ORDER | 630108053 | 0003 | 18.02.2021 | 1662725.02 | 31891028.10 | 33553753.12 | 0206 | FTTx IBD MUMB0206 Suraj Bolton | 3318382 | CHRG DRILLING OF HOLE 25MM IN BRICK WALL | 50 | 50 EA - each | 82 | 4100 | CHARGES FOR DRILLING HOLES OF DIAMETER 25MM IN BRICK WALL WITH PROPER DRILL MACHINE AND REINSTATEMENT AFTER CONDUITING TO ENSURE WATER PROOFING OF HOLE.#
1713 | WORK CHANGE ORDER | 630108053 | 0003 | 18.02.2021 | 1662725.02 | 31891028.10 | 33553753.12 | 0206 | FTTx IBD MUMB0206 Suraj Bolton | 3318381 | CHRG DRILLING OF HOLE 40MM IN BRICK WALL | 50 | 50 EA - each | 131 | 6550 | CHARGES FOR DRILLING HOLES OF DIAMETER 40MM IN BRICK WALL WITH PROPER DRILL MACHINE AND REINSTATEMENT AFTER CONDUITING TO ENSURE WATER PROOFING OF HOLE.#
1714 | WORK CHANGE ORDER | 630108053 | 0003 | 18.02.2021 | 1662725.02 | 31891028.10 | 33553753.12 | 0206 | FTTx IBD MUMB0206 Suraj Bolton | 3318200 | CHRG DRILLING OF HOLE 25MM DIA IN RCC | 50 | 50 EA - each | 131 | 6550 | CHARGES FOR DRILLING HOLES OF DIAMETER 25MM IN RCC WITH PROPER DRILL MACHINE AND REINSTATEMENT AFTER CONDUITING TO ENSURE WATER PROOFING OF HOLE.#
1715 | WORK CHANGE ORDER | 630108053 | 0003 | 18.02.2021 | 1662725.02 | 31891028.10 | 33553753.12 | 0206 | FTTx IBD MUMB0206 Suraj Bolton | 3297469 | CHRG:DRILLING OF HOLE 40MM DIA IN RCC | 50 | 50 EA - each | 165 | 8250 | CHARGES FOR DRILLING HOLES OF DIAMETER ~40MM IN RCC WITH PROPER DRILL MACHINE AND REINSTATEMENT AFTER CONDUITING TO ENSURE WATER PROOFING OF HOLE.
1716 | WORK CHANGE ORDER | 630108053 | 0003 | 18.02.2021 | 1662725.02 | 31891028.10 | 33553753.12 | 0206 | FTTx IBD MUMB0206 Suraj Bolton | 3319692 | S&I SIMPLEX PLUG,F/40MM HDPE DUCT | 60 | EA - each | 49 | 2940 | CHARGES FOR SUPPLYING AND FIXING OF SIMPLEX PLUG FOR 40 MM HDPE DUCT#
1717 | WORK CHANGE ORDER | 630108053 | 0003 | 18.02.2021 | 1662725.02 | 31891028.10 | 33553753.12 | 0209 | FTTx IBD MUMB0209 Veena Happy Home | 3293883 | CHRG;SHALLOW TRENCH 40 OR 48MM 7WAY DUCT | 50 | 50 M - Meter | 160 | 8000 | EXCAVATION OF SHALLOW TRENCHES MANUALLY/CHIPPING/SLITTING UPTO A DEPTH OF 300 MM, WIDE UP TO 100 MM IN ASPHALT / CONCRETE / TILED SURFACE, LAYING 1 X 40 MM / 1 X 7
1718 | WORK CHANGE ORDER | 630108053 | 0003 | 18.02.2021 | 1662725.02 | 31891028.10 | 33553753.12 | 0209 | FTTx IBD MUMB0209 Veena Happy Home | 3314515 | CHRG:SHALLOW TREN 40MM DUCT W/2 NOS | 50 | 50 M - Meter | 160 | 8000 | EXCAVATION OF SHALLOW TRENCHES MANUALLY/CHIPPING/SLITTING IN ASPHALT / CONCRETE / TILED SURFACE, LAYING 2 NOS 40 MM DUCT AND FILLING THE COMPLETE DEPTH, INCLUDING
1719 | WORK CHANGE ORDER | 630108053 | 0003 | 18.02.2021 | 1662725.02 | 31891028.10 | 33553753.12 | 0209 | FTTx IBD MUMB0209 Veena Happy Home | 3293878 | CHRG;CLAMPING-1X40MM/1X7WAY MICRO DUCT | 100 | 100M - Meter | 49 | 4900 | CLAMPING OF THE DUCTS 1 X 40 MM / 1 X 7 WAY MICRO DUCT ( 48 MM OD ) ALONG THE WALL WITH THE HELP OF CLAMPING AT EVERY 1 M C/C#
1720 | WORK CHANGE ORDER | 630108053 | 0003 | 18.02.2021 | 1662725.02 | 31891028.10 | 33553753.12 | 0209 | FTTx IBD MUMB0209 Veena Happy Home | 3292713 | CHRGS FOR TRANS&INST OF ADSS CABLE-96F | 500 | 500M - Meter | 40 | 20000 | CHARGES FOR TRANSPORTATION & INSTALLATION OF ADSS CABLE- EIC - 96F#
1721 | WORK CHANGE ORDER | 630108053 | 0003 | 18.02.2021 | 1662725.02 | 31891028.10 | 33553753.12 | 0209 | FTTx IBD MUMB0209 Veena Happy Home | 3294064 | INSTALLATION 48 F ADSS / FIG 8 CABLE | 1000 | 1,000 | 34 | 34000 | INSTALLATION OF THE AERIAL CABLE (48 F ADSS / FIG 8 ) ALONG WITH THE ACCESSORIES. RATE INCLUDES SURVEY COST AND LOCAL LIASIONING CHARGES.
1722 | WORK CHANGE ORDER | 630108053 | 0003 | 18.02.2021 | 1662725.02 | 31891028.10 | 33553753.12 | 0209 | FTTx IBD MUMB0209 Veena Happy Home | 3294065 | INSTALLATION12F ADSS / FIG 8 CABLE | 1500 | 1,500 | 24 | 36000 | INSTALLATION OF THE AERIAL CABLE (12 F ADSS / FIG 8 ) ALONG WITH THE ACCESSORIES. RATE INCLUDES SURVEY COST AND LOCAL LIASIONING CHARGES.
1723 | WORK CHANGE ORDER | 630108053 | 0003 | 18.02.2021 | 1662725.02 | 31891028.10 | 33553753.12 | 0209 | FTTx IBD MUMB0209 Veena Happy Home | 3294710 | INSTALLATION 6F ADSS / FIG 8 CABLE | 500 | M - Meter | 19 | 9500 | INSTALLATION OF THE AERIAL CABLE (6 F ADSS / FIG 8 ) ALONG WITH THE ACCESSORIES. RATE INCLUDES SURVEY COST AND LOCAL LIASIONING CHARGES. #
1724 | WORK CHANGE ORDER | 630108053 | 0003 | 18.02.2021 | 1662725.02 | 31891028.10 | 33553753.12 | 0209 | FTTx IBD MUMB0209 Veena Happy Home | 3252599 | BLOWING OF 96F | 500 | M - Meter | 15 | 7500 | CHARGES FOR BLOWING OF 96F FIBRE.
1725 | WORK CHANGE ORDER | 630108053 | 0003 | 18.02.2021 | 1662725.02 | 31891028.10 | 33553753.12 | 0209 | FTTx IBD MUMB0209 Veena Happy Home | 3294262 | BLOWING / PULLING-48 F | 700 | M - Meter | 10 | 7000 | PULLING/BLOWING OF OFC- 48 F INCLUDING ALL MATERIALS, LABOUR, TOOLS, TACKLES, ETC.. #
1726 | WORK CHANGE ORDER | 630108053 | 0003 | 18.02.2021 | 1662725.02 | 31891028.10 | 33553753.12 | 0209 | FTTx IBD MUMB0209 Veena Happy Home | 3294264 | BLOWING / PULLING-12 F | 2000 | 2,000 | 7 | 14000 | PULLING/BLOWING OF OFC-12F INCLUDING ALL MATERIALS, LABOUR, TOOLS, TACKLES, ETC.. #
1727 | WORK CHANGE ORDER | 630108053 | 0003 | 18.02.2021 | 1662725.02 | 31891028.10 | 33553753.12 | 0209 | FTTx IBD MUMB0209 Veena Happy Home | 3294265 | BLOWING / PULLING-6 F | 1000 | 1,000 | 5 | 5000 | PULLING/BLOWING OF OFC-6F INCLUDING ALL MATERIALS, LABOUR, TOOLS, TACKLES, ETC.. #
1728 | WORK CHANGE ORDER | 630108053 | 0003 | 18.02.2021 | 1662725.02 | 31891028.10 | 33553753.12 | 0209 | FTTx IBD MUMB0209 Veena Happy Home | 3291570 | INSTLTN OF ACCESS CHAMBER 750X400X500 MM | 2 | 2 EA - each | 2328 | 4656 | INSTALLATION OF ACCESS CHAMBERS - SIZE - 750X400X500 MM DEEP.#INCLUDING COVER & LIFTING OF ACCESS CHAMBER-UPTO 50KMS INCLUDING HANDLING ,#EXCAVATION &
1729 | WORK CHANGE ORDER | 630108053 | 0003 | 18.02.2021 | 1662725.02 | 31891028.10 | 33553753.12 | 0209 | FTTx IBD MUMB0209 Veena Happy Home | 3314518 | INST OF PULLING CHAMBER 400X400X500MM | 10 | 10 EA - each | 970 | 9700 | INSTALLATION OF PULLING CHAMBERS - SIZE - 400X400X500 MM DEEP ; INCLUDING COVER .#EXCAVATION & BACKFILLING OF PITS ETC AS PER DRAWINGS , SPECIFICATIONS#AND AS
1730 | WORK CHANGE ORDER | 630108053 | 0003 | 18.02.2021 | 1662725.02 | 31891028.10 | 33553753.12 | 0209 | FTTx IBD MUMB0209 Veena Happy Home | 3294239 | CHRG;REINST,TRENCH,PCC-1:2:4,GRAVEL 20MM | 1 | 1 M3 - Cubic meter | 5335 | 5335 | CHARGES FOR REINSTATEMENT OF THE TRENCHES / PITS INCLUDING ALL MATERIALS , LABOUR, TOOLS TACKES ETC..BY PCC -1:2:4 GRAVEL SIZE - 20 MM & CURING FOR 7 DAYS. THIS ITEM
1731 | WORK CHANGE ORDER | 630108053 | 0003 | 18.02.2021 | 1662725.02 | 31891028.10 | 33553753.12 | 0209 | FTTx IBD MUMB0209 Veena Happy Home | 3291785 | RSTRTN EXCVTD SURFACE- W/COLD BITUMEN | 10 | 10 M - Meter | 1000 | 10000 | CHARGES FOR RESTORATION OF THE EXCAVATED SURFACES USING THE COLD BITUMEN INCLUDING PROPER COMPACTION ETC. ALL COMPLETE INCLUDING ALL MATERIALS TOOLS TACKLES
1732 | WORK CHANGE ORDER | 630108053 | 0003 | 18.02.2021 | 1662725.02 | 31891028.10 | 33553753.12 | 0209 | FTTx IBD MUMB0209 Veena Happy Home | 3291786 | RSTRTN EXCVTD SURFACES-W/ HOT BITUMEN | 10 | 10 M - Meter | 383 | 3830 | CHARGES FOR RESTORATION OF THE EXCAVATED SURFACES USING THE HOT BITUMEN INCLUDING PROPER COMPACTION ETC. ALL COMPLETE INCLUDING ALL MATERIALS TOOLS TACKLES
1733 | WORK CHANGE ORDER | 630108053 | 0003 | 18.02.2021 | 1662725.02 | 31891028.10 | 33553753.12 | 0209 | FTTx IBD MUMB0209 Veena Happy Home | 3290664 | CHRG F/RESTORATN OF SURF ;W/EXT TILES | 30 | 30 M - Meter | 286 | 8580 | CHARGES FOR RESTORATION OF THE EXCAVATED SURFACES USING THE EXISTING TILES OVER 100 MM THICK CONCRETE BEDDING. THE COST TO INCLUDE THE COST OF THE TILES,
1734 | WORK CHANGE ORDER | 630108053 | 0003 | 18.02.2021 | 1662725.02 | 31891028.10 | 33553753.12 | 0209 | FTTx IBD MUMB0209 Veena Happy Home | 3291784 | RSTRTN EXCVTD SURFACE-W/ PAVER BLOCK | 30 | 30 M - Meter | 631 | 18930 | CHARGES FOR RESTORATION OF THE EXCAVATED SURFACE USING NEW INTER LOCKING PAVER BLOCK OVER 100 MM THICK CONCRETE BEDDING. THE COST TO INCLUDE THE COST OF THE
1735 | WORK CHANGE ORDER | 630108053 | 0003 | 18.02.2021 | 1662725.02 | 31891028.10 | 33553753.12 | 0209 | FTTx IBD MUMB0209 Veena Happy Home | 3291783 | RESTORATION OF EXCV SURFACE-W/KOTA STONE | 10 | 10 M - Meter | 550 | 5500 | CHARGES FOR RESTORATION OF THE EXCAVATED SURFACE USING NEW KOTA STONE OVER 100 MM THICK CONCRETE BEDDING. THE COST TO INCLUDE THE COST OF THE KOTA STONE ,
1736 | WORK CHANGE ORDER | 630108053 | 0003 | 18.02.2021 | 1662725.02 | 31891028.10 | 33553753.12 | 0209 | FTTx IBD MUMB0209 Veena Happy Home | 3290665 | CHRG F/RESTORATN OF SURF ;W/CHEQUED TILE | 30 | 30 M - Meter | 419 | 12570 | CHARGES FOR RESTORATION OF THE EXCAVATED SURFACE USING NEW INTER CHEQUERED TILE OVER 100 MM THICK CONCRETE BEDDING. THE COST TO INCLUDE THE COST OF THE KOTA
1737 | WORK CHANGE ORDER | 630108053 | 0003 | 18.02.2021 | 1662725.02 | 31891028.10 | 33553753.12 | 0209 | FTTx IBD MUMB0209 Veena Happy Home | 3171149 | S/FIXING PVC CONDUIT 25 MM | 1000 | 1,000 | 60 | 60000 | S/FIXING PVC CONDUIT 25MM
1738 | WORK CHANGE ORDER | 630108053 | 0003 | 18.02.2021 | 1662725.02 | 31891028.10 | 33553753.12 | 0209 | FTTx IBD MUMB0209 Veena Happy Home | 3171151 | S/FIXING PVC CONDUIT 40 MM | 600 | M - Meter | 111 | 66600 | S/FIXING PVC CONDUIT 40 MM
1739 | WORK CHANGE ORDER | 630108053 | 0003 | 18.02.2021 | 1662725.02 | 31891028.10 | 33553753.12 | 0209 | FTTx IBD MUMB0209 Veena Happy Home | 3318608 | S&I 25MM PVC CONDUIT USING SCAFFOLDING | 100 | 100M - Meter | 133 | 13300 | SUPPLY AND INSTALLATION OF 25MM OUTER DIA CONDUIT ON EXTERNAL WALL WITH THE HELP OF JHOOLA HOLDING INCLUDING MANPOWER, COUPLERS, BENDS, TEES, SADDLES, CLAMPS,
1740 | WORK CHANGE ORDER | 630108053 | 0003 | 18.02.2021 | 1662725.02 | 31891028.10 | 33553753.12 | 0209 | FTTx IBD MUMB0209 Veena Happy Home | 3318609 | S&I 40MM PVC CONDUIT USING SCAFFOLDING | 100 | 100M - Meter | 188 | 18800 | SUPPLY AND INSTALLATION OF 40MM OUTER DIA CONDUIT ON EXTERNAL WALL WITH THE HELP OF JHOOLA HOLDING INCLUDING MANPOWER, COUPLERS, BENDS, TEES, SADDLES, CLAMPS,
1741 | WORK CHANGE ORDER | 630108053 | 0003 | 18.02.2021 | 1662725.02 | 31891028.10 | 33553753.12 | 0209 | FTTx IBD MUMB0209 Veena Happy Home | 3206508 | SUP&LAY FLEX PVC CONDUIT DIA 25MM | 200 | M - Meter | 71 | 14200 | Supplying and laying of following sizes of flexible PVC conduit along with conduit accessories complete as required.
1742 | WORK CHANGE ORDER | 630108053 | 0003 | 18.02.2021 | 1662725.02 | 31891028.10 | 33553753.12 | 0209 | FTTx IBD MUMB0209 Veena Happy Home | 3206510 | SUP&LAY FLEX PVC CONDUIT DIA 40MM | 150 | M - Meter | 116 | 17400 | Supplying and laying of following sizes of flexible PVC conduit along with conduit
1743 | WORK CHANGE ORDER | 630108053 | 0003 | 18.02.2021 | 1662725.02 | 31891028.10 | 33553753.12 | 0209 | FTTx IBD MUMB0209 Veena Happy Home | 3318971 | S&I 25MM FLEXI PVC CONDUIT W/SCAFFOLDING | 100 | 100M - Meter | 144 | 14400 | SUPPLY AND INSTALLATION OF 25MM DIA REINFORCED FLEXIBLE CONDUIT ON EXTERNAL WALL WITH THE HELP OF JHOOLA HOLDING INCLUDING MANPOWER, COUPLERS, BENDS, TEES,
1744 | WORK CHANGE ORDER | 630108053 | 0003 | 18.02.2021 | 1662725.02 | 31891028.10 | 33553753.12 | 0209 | FTTx IBD MUMB0209 Veena Happy Home | 3318972 | S&I 40MM FLEXI PVC CONDUIT W/SCAFFOLDING | 100 | 100M - Meter | 194 | 19400 | SUPPLY AND INSTALLATION OF 40MM DIA REINFORCED FLEXIBLE CONDUIT ON EXTERNAL WALL WITH THE HELP OF JHOOLA HOLDING INCLUDING MANPOWER, COUPLERS, BENDS, TEES,
1745 | WORK CHANGE ORDER | 630108053 | 0003 | 18.02.2021 | 1662725.02 | 31891028.10 | 33553753.12 | 0209 | FTTx IBD MUMB0209 Veena Happy Home | 3319687 | P&F PVC JUNCTION BOX 40MM,4-WAY | 150 | EA - each | 30 | 4500 | CHARGES FOR SUPPLYING AND FIXING OF PVC JUNCTION BOX 40MM,FOUR WAY IN REQUIRED POSITION ALONG THE LINE OF PVC CONDUIT#
1746 | WORK CHANGE ORDER | 630108053 | 0003 | 18.02.2021 | 1662725.02 | 31891028.10 | 33553753.12 | 0209 | FTTx IBD MUMB0209 Veena Happy Home | 3319688 | P&F PVC JUNCTION BOX 40MM,3-WAY | 150 | EA - each | 30 | 4500 | CHARGES FOR SUPPLYING AND FIXING OF PVC JUNCTION BOX 40MM,THREE WAY IN REQUIRED POSITION ALONG THE LINE OF PVC CONDUIT#
1747 | WORK CHANGE ORDER | 630108053 | 0003 | 18.02.2021 | 1662725.02 | 31891028.10 | 33553753.12 | 0209 | FTTx IBD MUMB0209 Veena Happy Home | 3192918 | CHRG:S/F:PVC JUNCTION BOX 25MM,4-WAY | 150 | 150EA - each | 19 | 2850 | CHARGES FOR SUPPLYING AND FIXING OF PVC JUNCTION BOX
1748 | WORK CHANGE ORDER | 630108053 | 0003 | 18.02.2021 | 1662725.02 | 31891028.10 | 33553753.12 | 0209 | FTTx IBD MUMB0209 Veena Happy Home | 3192917 | CHRG:S/F:PVC JUNCTION BOX 25MM,3-WAY | 150 | 150EA - each | 19 | 2850 | CHARGES FOR SUPPLYING AND FIXING OF PVC JUNCTION BOX
1749 | WORK CHANGE ORDER | 630108053 | 0003 | 18.02.2021 | 1662725.02 | 31891028.10 | 33553753.12 | 0209 | FTTx IBD MUMB0209 Veena Happy Home | 3259755 | INSTALLATION OF FDC | 15 | EA - each | 49 | 735 | Installation of Fibre Distribution Cabinet
1750 | WORK CHANGE ORDER | 630108053 | 0003 | 18.02.2021 | 1662725.02 | 31891028.10 | 33553753.12 | 0209 | FTTx IBD MUMB0209 Veena Happy Home | 3294022 | INSTALLATION OF FAT (WALL/POLE MOUNTED) | 50 | 50 EA - each | 49 | 2450 | INSTALLATION OF FIBRE ACCESS TERMINAL (WALL/POLE MOUNTED)#
1751 | WORK CHANGE ORDER | 630108053 | 0003 | 18.02.2021 | 1662725.02 | 31891028.10 | 33553753.12 | 0209 | FTTx IBD MUMB0209 Veena Happy Home | 3293902 | INSTALLATION LEVEL 1 ( S1 ) SPLITTER | 20 | EA - each | 49 | 980 | INSTALLATION OF FREE ISSUED SPLITTER AT SUGGESTED LOCATION INCLUDING ALL MANPOWER, TOOLS TACKLES, HARDWARES ETC. COMPLETE AS PER THE DRG AND DIRECTION OF
1752 | WORK CHANGE ORDER | 630108053 | 0003 | 18.02.2021 | 1662725.02 | 31891028.10 | 33553753.12 | 0209 | FTTx IBD MUMB0209 Veena Happy Home | 3293903 | INSTALLATION LEVEL 2 ( S2 ) SPLITTER | 160 | EA - each | 49 | 7840 | INSTALLATION OF FREE ISSUED SPLITTER AT SUGGESTED LOCATION INCLUDING ALL MANPOWER, TOOLS TACKLES, HARDWARES ETC. COMPLETE AS PER THE DRG AND DIRECTION OF
1753 | WORK CHANGE ORDER | 630108053 | 0003 | 18.02.2021 | 1662725.02 | 31891028.10 | 33553753.12 | 0209 | FTTx IBD MUMB0209 Veena Happy Home | 3252601 | SPLICING,JOINTING & TERMINATION-48F | 500 | 500.000 NOS - No. | 112 | 56000 | CHARGES FOR SPLICING,JOINTING & TERMINATION OF 48F FIBRE.
1754 | WORK CHANGE ORDER | 630108053 | 0003 | 18.02.2021 | 1662725.02 | 31891028.10 | 33553753.12 | 0209 | FTTx IBD MUMB0209 Veena Happy Home | 3252602 | SPLICING,JOINTING & TERMINATION-96F | 192 | 192.000 NOS - No. | 112 | 21504 | CHARGES FOR SPLICING,JOINTING & TERMINATION OF 96F FIBRE.
1755 | WORK CHANGE ORDER | 630108053 | 0003 | 18.02.2021 | 1662725.02 | 31891028.10 | 33553753.12 | 0209 | FTTx IBD MUMB0209 Veena Happy Home | 3300512 | SPLICING & TERM OFC,FIXED COST/DAY | 10 | EA - each | 2425 | 24250 | OFC SPLICING&TERMINATION-FIXED COST/DAY#JOB INVOLVES: 1) SPLICING & TERMINATION OF OFC CABLE AS DIRECTED BY EIC. 2) ALL TOOLS AND TACKLES, PPES, CONSUMABLES ARE IN
1756 | WORK CHANGE ORDER | 630108053 | 0003 | 18.02.2021 | 1662725.02 | 31891028.10 | 33553753.12 | 0209 | FTTx IBD MUMB0209 Veena Happy Home | 3098777 | A11102-SELF ADHESIVE LABELS | 400 | 400.000 | 10 | 4000 | 420
1757 | WORK CHANGE ORDER | 630108053 | 0003 | 18.02.2021 | 1662725.02 | 31891028.10 | 33553753.12 | 0209 | FTTx IBD MUMB0209 Veena Happy Home | 3295194 | PREPARATION OF AS BUILT DRAWINGS SBP | 15 | 15 EA - each | 194 | 2910 | AS-BUILT DRAWING FOR ALL WORKS PERFORMED AS PER SCOPE
1758 | WORK CHANGE ORDER | 630108053 | 0003 | 18.02.2021 | 1662725.02 | 31891028.10 | 33553753.12 | 0209 | FTTx IBD MUMB0209 Veena Happy Home | 3111341 | DISPOSAL OF WASTE MATERIALS DEBRIS ETC. | 15 | 15.000 NOS - No. | 679 | 10185 | Collection & disposal of various kinds of unwanted materials / debris
1759 | WORK CHANGE ORDER | 630108053 | 0003 | 18.02.2021 | 1662725.02 | 31891028.10 | 33553753.12 | 0209 | FTTx IBD MUMB0209 Veena Happy Home | 3295891 | MATERIAL STORAGE & SECONDARY TRNSPT | 15 | 15 EA - each | 485 | 7275 | STORAGE AND SECONDARY TRANSPORTATION OF FIM MATERIAL TO BUILDINGS, TO BE CALCULATED PER BUILDING#
1760 | WORK CHANGE ORDER | 630108053 | 0003 | 18.02.2021 | 1662725.02 | 31891028.10 | 33553753.12 | 0209 | FTTx IBD MUMB0209 Veena Happy Home | 3295897 | CHRG: PRE EXECUTION BUILDING SURVEY | 15 | 15 EA - each | 290 | 4350 | PRE EXECUTION BUILDING SURVEY:#THIS IS BUILDING SURVEY BEFORE DEPLOYMENT INSIDE BUILDING DEPLOYMENT/CONSTRUCTION INCLUDES LAYING OF CONDUITS AND OTHER ODN
1761 | WORK CHANGE ORDER | 630108053 | 0003 | 18.02.2021 | 1662725.02 | 31891028.10 | 33553753.12 | 0209 | FTTx IBD MUMB0209 Veena Happy Home | 3318382 | CHRG DRILLING OF HOLE 25MM IN BRICK WALL | 50 | 50 EA - each | 82 | 4100 | CHARGES FOR DRILLING HOLES OF DIAMETER 25MM IN BRICK WALL WITH PROPER DRILL MACHINE AND REINSTATEMENT AFTER CONDUITING TO ENSURE WATER PROOFING OF HOLE.#
1762 | WORK CHANGE ORDER | 630108053 | 0003 | 18.02.2021 | 1662725.02 | 31891028.10 | 33553753.12 | 0209 | FTTx IBD MUMB0209 Veena Happy Home | 3318381 | CHRG DRILLING OF HOLE 40MM IN BRICK WALL | 50 | 50 EA - each | 131 | 6550 | CHARGES FOR DRILLING HOLES OF DIAMETER 40MM IN BRICK WALL WITH PROPER DRILL MACHINE AND REINSTATEMENT AFTER CONDUITING TO ENSURE WATER PROOFING OF HOLE.#
1763 | WORK CHANGE ORDER | 630108053 | 0003 | 18.02.2021 | 1662725.02 | 31891028.10 | 33553753.12 | 0209 | FTTx IBD MUMB0209 Veena Happy Home | 3318200 | CHRG DRILLING OF HOLE 25MM DIA IN RCC | 50 | 50 EA - each | 131 | 6550 | CHARGES FOR DRILLING HOLES OF DIAMETER 25MM IN RCC WITH PROPER DRILL MACHINE AND REINSTATEMENT AFTER CONDUITING TO ENSURE WATER PROOFING OF HOLE.#
1764 | WORK CHANGE ORDER | 630108053 | 0003 | 18.02.2021 | 1662725.02 | 31891028.10 | 33553753.12 | 0209 | FTTx IBD MUMB0209 Veena Happy Home | 3297469 | CHRG:DRILLING OF HOLE 40MM DIA IN RCC | 50 | 50 EA - each | 165 | 8250 | CHARGES FOR DRILLING HOLES OF DIAMETER ~40MM IN RCC WITH PROPER DRILL MACHINE AND REINSTATEMENT AFTER CONDUITING TO ENSURE WATER PROOFING OF HOLE.
1765 | WORK CHANGE ORDER | 630108053 | 0003 | 18.02.2021 | 1662725.02 | 31891028.10 | 33553753.12 | 0209 | FTTx IBD MUMB0209 Veena Happy Home | 3319692 | S&I SIMPLEX PLUG,F/40MM HDPE DUCT | 60 | EA - each | 49 | 2940 | CHARGES FOR SUPPLYING AND FIXING OF SIMPLEX PLUG FOR 40 MM HDPE DUCT#
1766 | WORK CHANGE ORDER | 630108053 | 0003 | 18.02.2021 | 1662725.02 | 31891028.10 | 33553753.12 | 0211 | FTTx IBD MUMB0211 Prempuri Ashram | 3293883 | CHRG;SHALLOW TRENCH 40 OR 48MM 7WAY DUCT | 50 | 50 M - Meter | 160 | 8000 | EXCAVATION OF SHALLOW TRENCHES MANUALLY/CHIPPING/SLITTING UPTO A DEPTH OF 300 MM, WIDE UP TO 100 MM IN ASPHALT / CONCRETE / TILED SURFACE, LAYING 1 X 40 MM / 1 X 7
1767 | WORK CHANGE ORDER | 630108053 | 0003 | 18.02.2021 | 1662725.02 | 31891028.10 | 33553753.12 | 0211 | FTTx IBD MUMB0211 Prempuri Ashram | 3314515 | CHRG:SHALLOW TREN 40MM DUCT W/2 NOS | 50 | 50 M - Meter | 160 | 8000 | EXCAVATION OF SHALLOW TRENCHES MANUALLY/CHIPPING/SLITTING IN ASPHALT / CONCRETE / TILED SURFACE, LAYING 2 NOS 40 MM DUCT AND FILLING THE COMPLETE DEPTH, INCLUDING
1768 | WORK CHANGE ORDER | 630108053 | 0003 | 18.02.2021 | 1662725.02 | 31891028.10 | 33553753.12 | 0211 | FTTx IBD MUMB0211 Prempuri Ashram | 3293878 | CHRG;CLAMPING-1X40MM/1X7WAY MICRO DUCT | 100 | 100M - Meter | 49 | 4900 | CLAMPING OF THE DUCTS 1 X 40 MM / 1 X 7 WAY MICRO DUCT ( 48 MM OD ) ALONG THE WALL WITH THE HELP OF CLAMPING AT EVERY 1 M C/C#
1769 | WORK CHANGE ORDER | 630108053 | 0003 | 18.02.2021 | 1662725.02 | 31891028.10 | 33553753.12 | 0211 | FTTx IBD MUMB0211 Prempuri Ashram | 3292713 | CHRGS FOR TRANS&INST OF ADSS CABLE-96F | 500 | 500M - Meter | 40 | 20000 | CHARGES FOR TRANSPORTATION & INSTALLATION OF ADSS CABLE- EIC - 96F#
1770 | WORK CHANGE ORDER | 630108053 | 0003 | 18.02.2021 | 1662725.02 | 31891028.10 | 33553753.12 | 0211 | FTTx IBD MUMB0211 Prempuri Ashram | 3294064 | INSTALLATION 48 F ADSS / FIG 8 CABLE | 1000 | 1,000 | 34 | 34000 | INSTALLATION OF THE AERIAL CABLE (48 F ADSS / FIG 8 ) ALONG WITH THE ACCESSORIES. RATE INCLUDES SURVEY COST AND LOCAL LIASIONING CHARGES.
1771 | WORK CHANGE ORDER | 630108053 | 0003 | 18.02.2021 | 1662725.02 | 31891028.10 | 33553753.12 | 0211 | FTTx IBD MUMB0211 Prempuri Ashram | 3294065 | INSTALLATION12F ADSS / FIG 8 CABLE | 1500 | 1,500 | 24 | 36000 | INSTALLATION OF THE AERIAL CABLE (12 F ADSS / FIG 8 ) ALONG WITH THE ACCESSORIES. RATE INCLUDES SURVEY COST AND LOCAL LIASIONING CHARGES.
1772 | WORK CHANGE ORDER | 630108053 | 0003 | 18.02.2021 | 1662725.02 | 31891028.10 | 33553753.12 | 0211 | FTTx IBD MUMB0211 Prempuri Ashram | 3294710 | INSTALLATION 6F ADSS / FIG 8 CABLE | 500 | M - Meter | 19 | 9500 | INSTALLATION OF THE AERIAL CABLE (6 F ADSS / FIG 8 ) ALONG WITH THE ACCESSORIES. RATE INCLUDES SURVEY COST AND LOCAL LIASIONING CHARGES. #
1773 | WORK CHANGE ORDER | 630108053 | 0003 | 18.02.2021 | 1662725.02 | 31891028.10 | 33553753.12 | 0211 | FTTx IBD MUMB0211 Prempuri Ashram | 3252599 | BLOWING OF 96F | 500 | M - Meter | 15 | 7500 | CHARGES FOR BLOWING OF 96F FIBRE.
1774 | WORK CHANGE ORDER | 630108053 | 0003 | 18.02.2021 | 1662725.02 | 31891028.10 | 33553753.12 | 0211 | FTTx IBD MUMB0211 Prempuri Ashram | 3294262 | BLOWING / PULLING-48 F | 700 | M - Meter | 10 | 7000 | PULLING/BLOWING OF OFC- 48 F INCLUDING ALL MATERIALS, LABOUR, TOOLS, TACKLES, ETC.. #
1775 | WORK CHANGE ORDER | 630108053 | 0003 | 18.02.2021 | 1662725.02 | 31891028.10 | 33553753.12 | 0211 | FTTx IBD MUMB0211 Prempuri Ashram | 3294264 | BLOWING / PULLING-12 F | 2000 | 2,000 | 7 | 14000 | PULLING/BLOWING OF OFC-12F INCLUDING ALL MATERIALS, LABOUR, TOOLS, TACKLES, ETC.. #
1776 | WORK CHANGE ORDER | 630108053 | 0003 | 18.02.2021 | 1662725.02 | 31891028.10 | 33553753.12 | 0211 | FTTx IBD MUMB0211 Prempuri Ashram | 3294265 | BLOWING / PULLING-6 F | 1000 | 1,000 | 5 | 5000 | PULLING/BLOWING OF OFC-6F INCLUDING ALL MATERIALS, LABOUR, TOOLS, TACKLES, ETC.. #
1777 | WORK CHANGE ORDER | 630108053 | 0003 | 18.02.2021 | 1662725.02 | 31891028.10 | 33553753.12 | 0211 | FTTx IBD MUMB0211 Prempuri Ashram | 3291570 | INSTLTN OF ACCESS CHAMBER 750X400X500 MM | 2 | 2 EA - each | 2328 | 4656 | INSTALLATION OF ACCESS CHAMBERS - SIZE - 750X400X500 MM DEEP.#INCLUDING COVER & LIFTING OF ACCESS CHAMBER-UPTO 50KMS INCLUDING HANDLING ,#EXCAVATION &
1778 | WORK CHANGE ORDER | 630108053 | 0003 | 18.02.2021 | 1662725.02 | 31891028.10 | 33553753.12 | 0211 | FTTx IBD MUMB0211 Prempuri Ashram | 3314518 | INST OF PULLING CHAMBER 400X400X500MM | 10 | 10 EA - each | 970 | 9700 | INSTALLATION OF PULLING CHAMBERS - SIZE - 400X400X500 MM DEEP ; INCLUDING COVER .#EXCAVATION & BACKFILLING OF PITS ETC AS PER DRAWINGS , SPECIFICATIONS#AND AS
1779 | WORK CHANGE ORDER | 630108053 | 0003 | 18.02.2021 | 1662725.02 | 31891028.10 | 33553753.12 | 0211 | FTTx IBD MUMB0211 Prempuri Ashram | 3294239 | CHRG;REINST,TRENCH,PCC-1:2:4,GRAVEL 20MM | 1 | 1 M3 - Cubic meter | 5335 | 5335 | CHARGES FOR REINSTATEMENT OF THE TRENCHES / PITS INCLUDING ALL MATERIALS , LABOUR, TOOLS TACKES ETC..BY PCC -1:2:4 GRAVEL SIZE - 20 MM & CURING FOR 7 DAYS. THIS ITEM
1780 | WORK CHANGE ORDER | 630108053 | 0003 | 18.02.2021 | 1662725.02 | 31891028.10 | 33553753.12 | 0211 | FTTx IBD MUMB0211 Prempuri Ashram | 3291785 | RSTRTN EXCVTD SURFACE- W/COLD BITUMEN | 10 | 10 M - Meter | 1000 | 10000 | CHARGES FOR RESTORATION OF THE EXCAVATED SURFACES USING THE COLD BITUMEN INCLUDING PROPER COMPACTION ETC. ALL COMPLETE INCLUDING ALL MATERIALS TOOLS TACKLES
1781 | WORK CHANGE ORDER | 630108053 | 0003 | 18.02.2021 | 1662725.02 | 31891028.10 | 33553753.12 | 0211 | FTTx IBD MUMB0211 Prempuri Ashram | 3291786 | RSTRTN EXCVTD SURFACES-W/ HOT BITUMEN | 10 | 10 M - Meter | 383 | 3830 | CHARGES FOR RESTORATION OF THE EXCAVATED SURFACES USING THE HOT BITUMEN INCLUDING PROPER COMPACTION ETC. ALL COMPLETE INCLUDING ALL MATERIALS TOOLS TACKLES
1782 | WORK CHANGE ORDER | 630108053 | 0003 | 18.02.2021 | 1662725.02 | 31891028.10 | 33553753.12 | 0211 | FTTx IBD MUMB0211 Prempuri Ashram | 3290664 | CHRG F/RESTORATN OF SURF ;W/EXT TILES | 30 | 30 M - Meter | 286 | 8580 | CHARGES FOR RESTORATION OF THE EXCAVATED SURFACES USING THE EXISTING TILES OVER 100 MM THICK CONCRETE BEDDING. THE COST TO INCLUDE THE COST OF THE TILES,
1783 | WORK CHANGE ORDER | 630108053 | 0003 | 18.02.2021 | 1662725.02 | 31891028.10 | 33553753.12 | 0211 | FTTx IBD MUMB0211 Prempuri Ashram | 3291784 | RSTRTN EXCVTD SURFACE-W/ PAVER BLOCK | 30 | 30 M - Meter | 631 | 18930 | CHARGES FOR RESTORATION OF THE EXCAVATED SURFACE USING NEW INTER LOCKING PAVER BLOCK OVER 100 MM THICK CONCRETE BEDDING. THE COST TO INCLUDE THE COST OF THE
1784 | WORK CHANGE ORDER | 630108053 | 0003 | 18.02.2021 | 1662725.02 | 31891028.10 | 33553753.12 | 0211 | FTTx IBD MUMB0211 Prempuri Ashram | 3291783 | RESTORATION OF EXCV SURFACE-W/KOTA STONE | 10 | 10 M - Meter | 550 | 5500 | CHARGES FOR RESTORATION OF THE EXCAVATED SURFACE USING NEW KOTA STONE OVER 100 MM THICK CONCRETE BEDDING. THE COST TO INCLUDE THE COST OF THE KOTA STONE ,
1785 | WORK CHANGE ORDER | 630108053 | 0003 | 18.02.2021 | 1662725.02 | 31891028.10 | 33553753.12 | 0211 | FTTx IBD MUMB0211 Prempuri Ashram | 3290665 | CHRG F/RESTORATN OF SURF ;W/CHEQUED TILE | 30 | 30 M - Meter | 419 | 12570 | CHARGES FOR RESTORATION OF THE EXCAVATED SURFACE USING NEW INTER CHEQUERED TILE OVER 100 MM THICK CONCRETE BEDDING. THE COST TO INCLUDE THE COST OF THE KOTA
1786 | WORK CHANGE ORDER | 630108053 | 0003 | 18.02.2021 | 1662725.02 | 31891028.10 | 33553753.12 | 0211 | FTTx IBD MUMB0211 Prempuri Ashram | 3171149 | S/FIXING PVC CONDUIT 25 MM | 1000 | 1,000 | 60 | 60000 | S/FIXING PVC CONDUIT 25MM
1787 | WORK CHANGE ORDER | 630108053 | 0003 | 18.02.2021 | 1662725.02 | 31891028.10 | 33553753.12 | 0211 | FTTx IBD MUMB0211 Prempuri Ashram | 3171151 | S/FIXING PVC CONDUIT 40 MM | 600 | M - Meter | 111 | 66600 | S/FIXING PVC CONDUIT 40 MM
1788 | WORK CHANGE ORDER | 630108053 | 0003 | 18.02.2021 | 1662725.02 | 31891028.10 | 33553753.12 | 0211 | FTTx IBD MUMB0211 Prempuri Ashram | 3318608 | S&I 25MM PVC CONDUIT USING SCAFFOLDING | 100 | 100M - Meter | 133 | 13300 | SUPPLY AND INSTALLATION OF 25MM OUTER DIA CONDUIT ON EXTERNAL WALL WITH THE HELP OF JHOOLA HOLDING INCLUDING MANPOWER, COUPLERS, BENDS, TEES, SADDLES, CLAMPS,
1789 | WORK CHANGE ORDER | 630108053 | 0003 | 18.02.2021 | 1662725.02 | 31891028.10 | 33553753.12 | 0211 | FTTx IBD MUMB0211 Prempuri Ashram | 3318609 | S&I 40MM PVC CONDUIT USING SCAFFOLDING | 100 | 100M - Meter | 188 | 18800 | SUPPLY AND INSTALLATION OF 40MM OUTER DIA CONDUIT ON EXTERNAL WALL WITH THE HELP OF JHOOLA HOLDING INCLUDING MANPOWER, COUPLERS, BENDS, TEES, SADDLES, CLAMPS,
1790 | WORK CHANGE ORDER | 630108053 | 0003 | 18.02.2021 | 1662725.02 | 31891028.10 | 33553753.12 | 0211 | FTTx IBD MUMB0211 Prempuri Ashram | 3206508 | SUP&LAY FLEX PVC CONDUIT DIA 25MM | 200 | M - Meter | 71 | 14200 | Supplying and laying of following sizes of flexible PVC conduit along with conduit accessories complete as required.
1791 | WORK CHANGE ORDER | 630108053 | 0003 | 18.02.2021 | 1662725.02 | 31891028.10 | 33553753.12 | 0211 | FTTx IBD MUMB0211 Prempuri Ashram | 3206510 | SUP&LAY FLEX PVC CONDUIT DIA 40MM | 150 | M - Meter | 116 | 17400 | Supplying and laying of following sizes of flexible PVC conduit along with conduit
1792 | WORK CHANGE ORDER | 630108053 | 0003 | 18.02.2021 | 1662725.02 | 31891028.10 | 33553753.12 | 0211 | FTTx IBD MUMB0211 Prempuri Ashram | 3318971 | S&I 25MM FLEXI PVC CONDUIT W/SCAFFOLDING | 100 | 100M - Meter | 144 | 14400 | SUPPLY AND INSTALLATION OF 25MM DIA REINFORCED FLEXIBLE CONDUIT ON EXTERNAL WALL WITH THE HELP OF JHOOLA HOLDING INCLUDING MANPOWER, COUPLERS, BENDS, TEES,
1793 | WORK CHANGE ORDER | 630108053 | 0003 | 18.02.2021 | 1662725.02 | 31891028.10 | 33553753.12 | 0211 | FTTx IBD MUMB0211 Prempuri Ashram | 3318972 | S&I 40MM FLEXI PVC CONDUIT W/SCAFFOLDING | 100 | 100M - Meter | 194 | 19400 | SUPPLY AND INSTALLATION OF 40MM DIA REINFORCED FLEXIBLE CONDUIT ON EXTERNAL WALL WITH THE HELP OF JHOOLA HOLDING INCLUDING MANPOWER, COUPLERS, BENDS, TEES,
1794 | WORK CHANGE ORDER | 630108053 | 0003 | 18.02.2021 | 1662725.02 | 31891028.10 | 33553753.12 | 0211 | FTTx IBD MUMB0211 Prempuri Ashram | 3319687 | P&F PVC JUNCTION BOX 40MM,4-WAY | 150 | EA - each | 30 | 4500 | CHARGES FOR SUPPLYING AND FIXING OF PVC JUNCTION BOX 40MM,FOUR WAY IN REQUIRED POSITION ALONG THE LINE OF PVC CONDUIT#
1795 | WORK CHANGE ORDER | 630108053 | 0003 | 18.02.2021 | 1662725.02 | 31891028.10 | 33553753.12 | 0211 | FTTx IBD MUMB0211 Prempuri Ashram | 3319688 | P&F PVC JUNCTION BOX 40MM,3-WAY | 150 | EA - each | 30 | 4500 | CHARGES FOR SUPPLYING AND FIXING OF PVC JUNCTION BOX 40MM,THREE WAY IN REQUIRED POSITION ALONG THE LINE OF PVC CONDUIT#
1796 | WORK CHANGE ORDER | 630108053 | 0003 | 18.02.2021 | 1662725.02 | 31891028.10 | 33553753.12 | 0211 | FTTx IBD MUMB0211 Prempuri Ashram | 3192918 | CHRG:S/F:PVC JUNCTION BOX 25MM,4-WAY | 150 | 150EA - each | 19 | 2850 | CHARGES FOR SUPPLYING AND FIXING OF PVC JUNCTION BOX
1797 | WORK CHANGE ORDER | 630108053 | 0003 | 18.02.2021 | 1662725.02 | 31891028.10 | 33553753.12 | 0211 | FTTx IBD MUMB0211 Prempuri Ashram | 3192917 | CHRG:S/F:PVC JUNCTION BOX 25MM,3-WAY | 150 | 150EA - each | 19 | 2850 | CHARGES FOR SUPPLYING AND FIXING OF PVC JUNCTION BOX
1798 | WORK CHANGE ORDER | 630108053 | 0003 | 18.02.2021 | 1662725.02 | 31891028.10 | 33553753.12 | 0211 | FTTx IBD MUMB0211 Prempuri Ashram | 3259755 | INSTALLATION OF FDC | 15 | EA - each | 49 | 735 | Installation of Fibre Distribution Cabinet
1799 | WORK CHANGE ORDER | 630108053 | 0003 | 18.02.2021 | 1662725.02 | 31891028.10 | 33553753.12 | 0211 | FTTx IBD MUMB0211 Prempuri Ashram | 3294022 | INSTALLATION OF FAT (WALL/POLE MOUNTED) | 50 | 50 EA - each | 49 | 2450 | INSTALLATION OF FIBRE ACCESS TERMINAL (WALL/POLE MOUNTED)#
1800 | WORK CHANGE ORDER | 630108053 | 0003 | 18.02.2021 | 1662725.02 | 31891028.10 | 33553753.12 | 0211 | FTTx IBD MUMB0211 Prempuri Ashram | 3293902 | INSTALLATION LEVEL 1 ( S1 ) SPLITTER | 20 | EA - each | 49 | 980 | INSTALLATION OF FREE ISSUED SPLITTER AT SUGGESTED LOCATION INCLUDING ALL MANPOWER, TOOLS TACKLES, HARDWARES ETC. COMPLETE AS PER THE DRG AND DIRECTION OF
1801 | WORK CHANGE ORDER | 630108053 | 0003 | 18.02.2021 | 1662725.02 | 31891028.10 | 33553753.12 | 0211 | FTTx IBD MUMB0211 Prempuri Ashram | 3293903 | INSTALLATION LEVEL 2 ( S2 ) SPLITTER | 160 | EA - each | 49 | 7840 | INSTALLATION OF FREE ISSUED SPLITTER AT SUGGESTED LOCATION INCLUDING ALL MANPOWER, TOOLS TACKLES, HARDWARES ETC. COMPLETE AS PER THE DRG AND DIRECTION OF
1802 | WORK CHANGE ORDER | 630108053 | 0003 | 18.02.2021 | 1662725.02 | 31891028.10 | 33553753.12 | 0211 | FTTx IBD MUMB0211 Prempuri Ashram | 3252601 | SPLICING,JOINTING & TERMINATION-48F | 500 | 500.000 NOS - No. | 112 | 56000 | CHARGES FOR SPLICING,JOINTING & TERMINATION OF 48F FIBRE.
1803 | WORK CHANGE ORDER | 630108053 | 0003 | 18.02.2021 | 1662725.02 | 31891028.10 | 33553753.12 | 0211 | FTTx IBD MUMB0211 Prempuri Ashram | 3252602 | SPLICING,JOINTING & TERMINATION-96F | 192 | 192.000 NOS - No. | 112 | 21504 | CHARGES FOR SPLICING,JOINTING & TERMINATION OF 96F FIBRE.
1804 | WORK CHANGE ORDER | 630108053 | 0003 | 18.02.2021 | 1662725.02 | 31891028.10 | 33553753.12 | 0211 | FTTx IBD MUMB0211 Prempuri Ashram | 3300512 | SPLICING & TERM OFC,FIXED COST/DAY | 10 | EA - each | 2425 | 24250 | OFC SPLICING&TERMINATION-FIXED COST/DAY#JOB INVOLVES: 1) SPLICING & TERMINATION OF OFC CABLE AS DIRECTED BY EIC. 2) ALL TOOLS AND TACKLES, PPES, CONSUMABLES ARE IN
1805 | WORK CHANGE ORDER | 630108053 | 0003 | 18.02.2021 | 1662725.02 | 31891028.10 | 33553753.12 | 0211 | FTTx IBD MUMB0211 Prempuri Ashram | 3098777 | A11102-SELF ADHESIVE LABELS | 400 | 400.000 | 10 | 4000 | 420
1806 | WORK CHANGE ORDER | 630108053 | 0003 | 18.02.2021 | 1662725.02 | 31891028.10 | 33553753.12 | 0211 | FTTx IBD MUMB0211 Prempuri Ashram | 3295194 | PREPARATION OF AS BUILT DRAWINGS SBP | 15 | 15 EA - each | 194 | 2910 | AS-BUILT DRAWING FOR ALL WORKS PERFORMED AS PER SCOPE
1807 | WORK CHANGE ORDER | 630108053 | 0003 | 18.02.2021 | 1662725.02 | 31891028.10 | 33553753.12 | 0211 | FTTx IBD MUMB0211 Prempuri Ashram | 3111341 | DISPOSAL OF WASTE MATERIALS DEBRIS ETC. | 15 | 15.000 NOS - No. | 679 | 10185 | Collection & disposal of various kinds of unwanted materials / debris
1808 | WORK CHANGE ORDER | 630108053 | 0003 | 18.02.2021 | 1662725.02 | 31891028.10 | 33553753.12 | 0211 | FTTx IBD MUMB0211 Prempuri Ashram | 3295891 | MATERIAL STORAGE & SECONDARY TRNSPT | 15 | 15 EA - each | 485 | 7275 | STORAGE AND SECONDARY TRANSPORTATION OF FIM MATERIAL TO BUILDINGS, TO BE CALCULATED PER BUILDING#
1809 | WORK CHANGE ORDER | 630108053 | 0003 | 18.02.2021 | 1662725.02 | 31891028.10 | 33553753.12 | 0211 | FTTx IBD MUMB0211 Prempuri Ashram | 3295897 | CHRG: PRE EXECUTION BUILDING SURVEY | 15 | 15 EA - each | 290 | 4350 | PRE EXECUTION BUILDING SURVEY:#THIS IS BUILDING SURVEY BEFORE DEPLOYMENT INSIDE BUILDING DEPLOYMENT/CONSTRUCTION INCLUDES LAYING OF CONDUITS AND OTHER ODN
1810 | WORK CHANGE ORDER | 630108053 | 0003 | 18.02.2021 | 1662725.02 | 31891028.10 | 33553753.12 | 0211 | FTTx IBD MUMB0211 Prempuri Ashram | 3318382 | CHRG DRILLING OF HOLE 25MM IN BRICK WALL | 50 | 50 EA - each | 82 | 4100 | CHARGES FOR DRILLING HOLES OF DIAMETER 25MM IN BRICK WALL WITH PROPER DRILL MACHINE AND REINSTATEMENT AFTER CONDUITING TO ENSURE WATER PROOFING OF HOLE.#
1811 | WORK CHANGE ORDER | 630108053 | 0003 | 18.02.2021 | 1662725.02 | 31891028.10 | 33553753.12 | 0211 | FTTx IBD MUMB0211 Prempuri Ashram | 3318381 | CHRG DRILLING OF HOLE 40MM IN BRICK WALL | 50 | 50 EA - each | 131 | 6550 | CHARGES FOR DRILLING HOLES OF DIAMETER 40MM IN BRICK WALL WITH PROPER DRILL MACHINE AND REINSTATEMENT AFTER CONDUITING TO ENSURE WATER PROOFING OF HOLE.#
1812 | WORK CHANGE ORDER | 630108053 | 0003 | 18.02.2021 | 1662725.02 | 31891028.10 | 33553753.12 | 0211 | FTTx IBD MUMB0211 Prempuri Ashram | 3318200 | CHRG DRILLING OF HOLE 25MM DIA IN RCC | 50 | 50 EA - each | 131 | 6550 | CHARGES FOR DRILLING HOLES OF DIAMETER 25MM IN RCC WITH PROPER DRILL MACHINE AND REINSTATEMENT AFTER
1813 | WORK CHANGE ORDER | 630108053 | 0003 | 18.02.2021 | 1662725.02 | 31891028.10 | 33553753.12 | 0211 | FTTx IBD MUMB0211 Prempuri Ashram | 3297469 | CHRG:DRILLING OF HOLE 40MM DIA IN RCC | 50 | 50 EA - each | 165 | 8250 | CHARGES FOR DRILLING HOLES OF DIAMETER ~40MM IN RCC WITH PROPER DRILL MACHINE AND REINSTATEMENT AFTER CONDUITING TO ENSURE WATER PROOFING OF HOLE.
1814 | WORK CHANGE ORDER | 630108053 | 0003 | 18.02.2021 | 1662725.02 | 31891028.10 | 33553753.12 | 0211 | FTTx IBD MUMB0211 Prempuri Ashram | 3319692 | S&I SIMPLEX PLUG,F/40MM HDPE DUCT | 60 | EA - each | 49 | 2940 | CHARGES FOR SUPPLYING AND FIXING OF SIMPLEX PLUG FOR 40 MM HDPE DUCT#
1815 | WORK CHANGE ORDER | 630108053 | 0003 | 18.02.2021 | 1662725.02 | 31891028.10 | 33553753.12 | 0223 | FTTx IBD MUMB0223 Empire Estate | 3293883 | CHRG;SHALLOW TRENCH 40 OR 48MM 7WAY DUCT | 50 | 50 M - Meter | 160 | 8000 | EXCAVATION OF SHALLOW TRENCHES MANUALLY/CHIPPING/SLITTING UPTO A DEPTH OF 300 MM, WIDE UP TO 100 MM IN ASPHALT / CONCRETE / TILED SURFACE, LAYING 1 X 40 MM / 1 X 7
1816 | WORK CHANGE ORDER | 630108053 | 0003 | 18.02.2021 | 1662725.02 | 31891028.10 | 33553753.12 | 0223 | FTTx IBD MUMB0223 Empire Estate | 3314515 | CHRG:SHALLOW TREN 40MM DUCT W/2 NOS | 50 | 50 M - Meter | 160 | 8000 | EXCAVATION OF SHALLOW TRENCHES MANUALLY/CHIPPING/SLITTING IN ASPHALT / CONCRETE / TILED SURFACE, LAYING 2 NOS 40 MM DUCT AND FILLING THE COMPLETE DEPTH, INCLUDING
1817 | WORK CHANGE ORDER | 630108053 | 0003 | 18.02.2021 | 1662725.02 | 31891028.10 | 33553753.12 | 0223 | FTTx IBD MUMB0223 Empire Estate | 3293878 | CHRG;CLAMPING-1X40MM/1X7WAY MICRO DUCT | 100 | 100M - Meter | 49 | 4900 | CLAMPING OF THE DUCTS 1 X 40 MM / 1 X 7 WAY MICRO DUCT ( 48 MM OD ) ALONG THE WALL WITH THE HELP OF CLAMPING AT EVERY 1 M C/C#
1818 | WORK CHANGE ORDER | 630108053 | 0003 | 18.02.2021 | 1662725.02 | 31891028.10 | 33553753.12 | 0223 | FTTx IBD MUMB0223 Empire Estate | 3292713 | CHRGS FOR TRANS&INST OF ADSS CABLE-96F | 500 | 500M - Meter | 40 | 20000 | CHARGES FOR TRANSPORTATION & INSTALLATION OF ADSS CABLE- EIC - 96F#
1819 | WORK CHANGE ORDER | 630108053 | 0003 | 18.02.2021 | 1662725.02 | 31891028.10 | 33553753.12 | 0223 | FTTx IBD MUMB0223 Empire Estate | 3294064 | INSTALLATION 48 F ADSS / FIG 8 CABLE | 1000 | 1,000 | 34 | 34000 | INSTALLATION OF THE AERIAL CABLE (48 F ADSS / FIG 8 ) ALONG WITH THE ACCESSORIES. RATE INCLUDES SURVEY COST AND LOCAL LIASIONING CHARGES.
1820 | WORK CHANGE ORDER | 630108053 | 0003 | 18.02.2021 | 1662725.02 | 31891028.10 | 33553753.12 | 0223 | FTTx IBD MUMB0223 Empire Estate | 3294065 | INSTALLATION12F ADSS / FIG 8 CABLE | 1500 | 1,500 | 24 | 36000 | INSTALLATION OF THE AERIAL CABLE (12 F ADSS / FIG 8 ) ALONG WITH THE ACCESSORIES. RATE INCLUDES SURVEY COST AND LOCAL LIASIONING CHARGES.
1821 | WORK CHANGE ORDER | 630108053 | 0003 | 18.02.2021 | 1662725.02 | 31891028.10 | 33553753.12 | 0223 | FTTx IBD MUMB0223 Empire Estate | 3294710 | INSTALLATION 6F ADSS / FIG 8 CABLE | 500 | M - Meter | 19 | 9500 | INSTALLATION OF THE AERIAL CABLE (6 F ADSS / FIG 8 ) ALONG WITH THE ACCESSORIES. RATE INCLUDES SURVEY COST AND LOCAL LIASIONING CHARGES. #
1822 | WORK CHANGE ORDER | 630108053 | 0003 | 18.02.2021 | 1662725.02 | 31891028.10 | 33553753.12 | 0223 | FTTx IBD MUMB0223 Empire Estate | 3252599 | BLOWING OF 96F | 500 | M - Meter | 15 | 7500 | CHARGES FOR BLOWING OF 96F FIBRE.
1823 | WORK CHANGE ORDER | 630108053 | 0003 | 18.02.2021 | 1662725.02 | 31891028.10 | 33553753.12 | 0223 | FTTx IBD MUMB0223 Empire Estate | 3294262 | BLOWING / PULLING-48 F | 700 | M - Meter | 10 | 7000 | PULLING/BLOWING OF OFC- 48 F INCLUDING ALL MATERIALS, LABOUR, TOOLS, TACKLES, ETC.. #
1824 | WORK CHANGE ORDER | 630108053 | 0003 | 18.02.2021 | 1662725.02 | 31891028.10 | 33553753.12 | 0223 | FTTx IBD MUMB0223 Empire Estate | 3294264 | BLOWING / PULLING-12 F | 2000 | 2,000 | 7 | 14000 | PULLING/BLOWING OF OFC-12F INCLUDING ALL MATERIALS, LABOUR, TOOLS, TACKLES, ETC.. #
1825 | WORK CHANGE ORDER | 630108053 | 0003 | 18.02.2021 | 1662725.02 | 31891028.10 | 33553753.12 | 0223 | FTTx IBD MUMB0223 Empire Estate | 3294265 | BLOWING / PULLING-6 F | 1000 | 1,000 | 5 | 5000 | PULLING/BLOWING OF OFC-6F INCLUDING ALL MATERIALS, LABOUR, TOOLS, TACKLES, ETC.. #
1826 | WORK CHANGE ORDER | 630108053 | 0003 | 18.02.2021 | 1662725.02 | 31891028.10 | 33553753.12 | 0223 | FTTx IBD MUMB0223 Empire Estate | 3291570 | INSTLTN OF ACCESS CHAMBER 750X400X500 MM | 2 | 2 EA - each | 2328 | 4656 | INSTALLATION OF ACCESS CHAMBERS - SIZE - 750X400X500 MM DEEP.#INCLUDING COVER & LIFTING OF ACCESS CHAMBER-UPTO 50KMS INCLUDING HANDLING ,#EXCAVATION &
1827 | WORK CHANGE ORDER | 630108053 | 0003 | 18.02.2021 | 1662725.02 | 31891028.10 | 33553753.12 | 0223 | FTTx IBD MUMB0223 Empire Estate | 3314518 | INST OF PULLING CHAMBER 400X400X500MM | 10 | 10 EA - each | 970 | 9700 | INSTALLATION OF PULLING CHAMBERS - SIZE - 400X400X500 MM DEEP ; INCLUDING COVER .#EXCAVATION & BACKFILLING OF PITS ETC AS PER DRAWINGS , SPECIFICATIONS#AND AS
1828 | WORK CHANGE ORDER | 630108053 | 0003 | 18.02.2021 | 1662725.02 | 31891028.10 | 33553753.12 | 0223 | FTTx IBD MUMB0223 Empire Estate | 3294239 | CHRG;REINST,TRENCH,PCC-1:2:4,GRAVEL 20MM | 1 | 1 M3 - Cubic meter | 5335 | 5335 | CHARGES FOR REINSTATEMENT OF THE TRENCHES / PITS INCLUDING ALL MATERIALS , LABOUR, TOOLS TACKES ETC..BY PCC -1:2:4 GRAVEL SIZE - 20 MM & CURING FOR 7 DAYS. THIS ITEM
1829 | WORK CHANGE ORDER | 630108053 | 0003 | 18.02.2021 | 1662725.02 | 31891028.10 | 33553753.12 | 0223 | FTTx IBD MUMB0223 Empire Estate | 3291785 | RSTRTN EXCVTD SURFACE- W/COLD BITUMEN | 10 | 10 M - Meter | 1000 | 10000 | CHARGES FOR RESTORATION OF THE EXCAVATED SURFACES USING THE COLD BITUMEN INCLUDING PROPER COMPACTION ETC. ALL COMPLETE INCLUDING ALL MATERIALS TOOLS TACKLES
1830 | WORK CHANGE ORDER | 630108053 | 0003 | 18.02.2021 | 1662725.02 | 31891028.10 | 33553753.12 | 0223 | FTTx IBD MUMB0223 Empire Estate | 3291786 | RSTRTN EXCVTD SURFACES-W/ HOT BITUMEN | 10 | 10 M - Meter | 383 | 3830 | CHARGES FOR RESTORATION OF THE EXCAVATED SURFACES USING THE HOT BITUMEN INCLUDING PROPER COMPACTION ETC. ALL COMPLETE INCLUDING ALL MATERIALS TOOLS TACKLES
1831 | WORK CHANGE ORDER | 630108053 | 0003 | 18.02.2021 | 1662725.02 | 31891028.10 | 33553753.12 | 0223 | FTTx IBD MUMB0223 Empire Estate | 3290664 | CHRG F/RESTORATN OF SURF ;W/EXT TILES | 30 | 30 M - Meter | 286 | 8580 | CHARGES FOR RESTORATION OF THE EXCAVATED SURFACES USING THE EXISTING TILES OVER 100 MM THICK CONCRETE BEDDING. THE COST TO INCLUDE THE COST OF THE TILES,
1832 | WORK CHANGE ORDER | 630108053 | 0003 | 18.02.2021 | 1662725.02 | 31891028.10 | 33553753.12 | 0223 | FTTx IBD MUMB0223 Empire Estate | 3291784 | RSTRTN EXCVTD SURFACE-W/ PAVER BLOCK | 30 | 30 M - Meter | 631 | 18930 | CHARGES FOR RESTORATION OF THE EXCAVATED SURFACE USING NEW INTER LOCKING PAVER BLOCK OVER 100 MM THICK CONCRETE BEDDING. THE COST TO INCLUDE THE COST OF THE
1833 | WORK CHANGE ORDER | 630108053 | 0003 | 18.02.2021 | 1662725.02 | 31891028.10 | 33553753.12 | 0223 | FTTx IBD MUMB0223 Empire Estate | 3291783 | RESTORATION OF EXCV SURFACE-W/KOTA STONE | 10 | 10 M - Meter | 550 | 5500 | CHARGES FOR RESTORATION OF THE EXCAVATED SURFACE USING NEW KOTA STONE OVER 100 MM THICK CONCRETE BEDDING. THE COST TO INCLUDE THE COST OF THE KOTA STONE ,
1834 | WORK CHANGE ORDER | 630108053 | 0003 | 18.02.2021 | 1662725.02 | 31891028.10 | 33553753.12 | 0223 | FTTx IBD MUMB0223 Empire Estate | 3290665 | CHRG F/RESTORATN OF SURF ;W/CHEQUED TILE | 30 | 30 M - Meter | 419 | 12570 | CHARGES FOR RESTORATION OF THE EXCAVATED SURFACE USING NEW INTER CHEQUERED TILE OVER 100 MM THICK CONCRETE BEDDING. THE COST TO INCLUDE THE COST OF THE KOTA
1835 | WORK CHANGE ORDER | 630108053 | 0003 | 18.02.2021 | 1662725.02 | 31891028.10 | 33553753.12 | 0223 | FTTx IBD MUMB0223 Empire Estate | 3171149 | S/FIXING PVC CONDUIT 25 MM | 1000 | 1,000 | 60 | 60000 | S/FIXING PVC CONDUIT 25MM
1836 | WORK CHANGE ORDER | 630108053 | 0003 | 18.02.2021 | 1662725.02 | 31891028.10 | 33553753.12 | 0223 | FTTx IBD MUMB0223 Empire Estate | 3171151 | S/FIXING PVC CONDUIT 40 MM | 600 | M - Meter | 111 | 66600 | S/FIXING PVC CONDUIT 40 MM
1837 | WORK CHANGE ORDER | 630108053 | 0003 | 18.02.2021 | 1662725.02 | 31891028.10 | 33553753.12 | 0223 | FTTx IBD MUMB0223 Empire Estate | 3318608 | S&I 25MM PVC CONDUIT USING SCAFFOLDING | 100 | 100M - Meter | 133 | 13300 | SUPPLY AND INSTALLATION OF 25MM OUTER DIA CONDUIT ON EXTERNAL WALL WITH THE HELP OF JHOOLA HOLDING INCLUDING MANPOWER, COUPLERS, BENDS, TEES, SADDLES, CLAMPS,
1838 | WORK CHANGE ORDER | 630108053 | 0003 | 18.02.2021 | 1662725.02 | 31891028.10 | 33553753.12 | 0223 | FTTx IBD MUMB0223 Empire Estate | 3318609 | S&I 40MM PVC CONDUIT USING SCAFFOLDING | 100 | 100M - Meter | 188 | 18800 | SUPPLY AND INSTALLATION OF 40MM OUTER DIA CONDUIT ON EXTERNAL WALL WITH THE HELP OF JHOOLA HOLDING INCLUDING MANPOWER, COUPLERS, BENDS, TEES, SADDLES, CLAMPS,
1839 | WORK CHANGE ORDER | 630108053 | 0003 | 18.02.2021 | 1662725.02 | 31891028.10 | 33553753.12 | 0223 | FTTx IBD MUMB0223 Empire Estate | 3206508 | SUP&LAY FLEX PVC CONDUIT DIA 25MM | 200 | M - Meter | 71 | 14200 | Supplying and laying of following sizes of flexible PVC conduit along with conduit accessories complete as required.
1840 | WORK CHANGE ORDER | 630108053 | 0003 | 18.02.2021 | 1662725.02 | 31891028.10 | 33553753.12 | 0223 | FTTx IBD MUMB0223 Empire Estate | 3206510 | SUP&LAY FLEX PVC CONDUIT DIA 40MM | 150 | M - Meter | 116 | 17400 | Supplying and laying of following sizes of flexible PVC conduit along with conduit
1841 | WORK CHANGE ORDER | 630108053 | 0003 | 18.02.2021 | 1662725.02 | 31891028.10 | 33553753.12 | 0223 | FTTx IBD MUMB0223 Empire Estate | 3318971 | S&I 25MM FLEXI PVC CONDUIT W/SCAFFOLDING | 100 | 100M - Meter | 144 | 14400 | SUPPLY AND INSTALLATION OF 25MM DIA REINFORCED FLEXIBLE CONDUIT ON EXTERNAL WALL WITH THE HELP OF JHOOLA HOLDING INCLUDING MANPOWER, COUPLERS, BENDS, TEES,
1842 | WORK CHANGE ORDER | 630108053 | 0003 | 18.02.2021 | 1662725.02 | 31891028.10 | 33553753.12 | 0223 | FTTx IBD MUMB0223 Empire Estate | 3318972 | S&I 40MM FLEXI PVC CONDUIT W/SCAFFOLDING | 100 | 100M - Meter | 194 | 19400 | SUPPLY AND INSTALLATION OF 40MM DIA REINFORCED FLEXIBLE CONDUIT ON EXTERNAL WALL WITH THE HELP OF JHOOLA HOLDING INCLUDING MANPOWER, COUPLERS, BENDS, TEES,
1843 | WORK CHANGE ORDER | 630108053 | 0003 | 18.02.2021 | 1662725.02 | 31891028.10 | 33553753.12 | 0223 | FTTx IBD MUMB0223 Empire Estate | 3319687 | P&F PVC JUNCTION BOX 40MM,4-WAY | 150 | EA - each | 30 | 4500 | CHARGES FOR SUPPLYING AND FIXING OF PVC JUNCTION BOX 40MM,FOUR WAY IN REQUIRED POSITION ALONG THE LINE OF PVC CONDUIT#
1844 | WORK CHANGE ORDER | 630108053 | 0003 | 18.02.2021 | 1662725.02 | 31891028.10 | 33553753.12 | 0223 | FTTx IBD MUMB0223 Empire Estate | 3319688 | P&F PVC JUNCTION BOX 40MM,3-WAY | 150 | EA - each | 30 | 4500 | CHARGES FOR SUPPLYING AND FIXING OF PVC JUNCTION BOX 40MM,THREE WAY IN REQUIRED POSITION ALONG THE LINE OF PVC CONDUIT#
1845 | WORK CHANGE ORDER | 630108053 | 0003 | 18.02.2021 | 1662725.02 | 31891028.10 | 33553753.12 | 0223 | FTTx IBD MUMB0223 Empire Estate | 3192918 | CHRG:S/F:PVC JUNCTION BOX 25MM,4-WAY | 150 | 150EA - each | 19 | 2850 | CHARGES FOR SUPPLYING AND FIXING OF PVC JUNCTION BOX
1846 | WORK CHANGE ORDER | 630108053 | 0003 | 18.02.2021 | 1662725.02 | 31891028.10 | 33553753.12 | 0223 | FTTx IBD MUMB0223 Empire Estate | 3192917 | CHRG:S/F:PVC JUNCTION BOX 25MM,3-WAY | 150 | 150EA - each | 19 | 2850 | CHARGES FOR SUPPLYING AND FIXING OF PVC JUNCTION BOX
1847 | WORK CHANGE ORDER | 630108053 | 0003 | 18.02.2021 | 1662725.02 | 31891028.10 | 33553753.12 | 0223 | FTTx IBD MUMB0223 Empire Estate | 3259755 | INSTALLATION OF FDC | 15 | EA - each | 49 | 735 | Installation of Fibre Distribution Cabinet
1848 | WORK CHANGE ORDER | 630108053 | 0003 | 18.02.2021 | 1662725.02 | 31891028.10 | 33553753.12 | 0223 | FTTx IBD MUMB0223 Empire Estate | 3294022 | INSTALLATION OF FAT (WALL/POLE MOUNTED) | 50 | 50 EA - each | 49 | 2450 | INSTALLATION OF FIBRE ACCESS TERMINAL (WALL/POLE MOUNTED)#
1849 | WORK CHANGE ORDER | 630108053 | 0003 | 18.02.2021 | 1662725.02 | 31891028.10 | 33553753.12 | 0223 | FTTx IBD MUMB0223 Empire Estate | 3293902 | INSTALLATION LEVEL 1 ( S1 ) SPLITTER | 20 | EA - each | 49 | 980 | INSTALLATION OF FREE ISSUED SPLITTER AT SUGGESTED LOCATION INCLUDING ALL MANPOWER, TOOLS TACKLES, HARDWARES ETC. COMPLETE AS PER THE DRG AND DIRECTION OF
1850 | WORK CHANGE ORDER | 630108053 | 0003 | 18.02.2021 | 1662725.02 | 31891028.10 | 33553753.12 | 0223 | FTTx IBD MUMB0223 Empire Estate | 3293903 | INSTALLATION LEVEL 2 ( S2 ) SPLITTER | 160 | EA - each | 49 | 7840 | INSTALLATION OF FREE ISSUED SPLITTER AT SUGGESTED LOCATION INCLUDING ALL MANPOWER, TOOLS TACKLES, HARDWARES ETC. COMPLETE AS PER THE DRG AND DIRECTION OF
1851 | WORK CHANGE ORDER | 630108053 | 0003 | 18.02.2021 | 1662725.02 | 31891028.10 | 33553753.12 | 0223 | FTTx IBD MUMB0223 Empire Estate | 3252601 | SPLICING,JOINTING & TERMINATION-48F | 500 | 500.000 NOS - No. | 112 | 56000 | CHARGES FOR SPLICING,JOINTING & TERMINATION OF 48F FIBRE.
1852 | WORK CHANGE ORDER | 630108053 | 0003 | 18.02.2021 | 1662725.02 | 31891028.10 | 33553753.12 | 0223 | FTTx IBD MUMB0223 Empire Estate | 3252602 | SPLICING,JOINTING & TERMINATION-96F | 192 | 192.000 NOS - No. | 112 | 21504 | CHARGES FOR SPLICING,JOINTING & TERMINATION OF 96F FIBRE.
1853 | WORK CHANGE ORDER | 630108053 | 0003 | 18.02.2021 | 1662725.02 | 31891028.10 | 33553753.12 | 0223 | FTTx IBD MUMB0223 Empire Estate | 3300512 | SPLICING & TERM OFC,FIXED COST/DAY | 10 | EA - each | 2425 | 24250 | OFC SPLICING&TERMINATION-FIXED COST/DAY#JOB INVOLVES: 1) SPLICING & TERMINATION OF OFC CABLE AS DIRECTED BY EIC. 2) ALL TOOLS AND TACKLES, PPES, CONSUMABLES ARE IN
1854 | WORK CHANGE ORDER | 630108053 | 0003 | 18.02.2021 | 1662725.02 | 31891028.10 | 33553753.12 | 0223 | FTTx IBD MUMB0223 Empire Estate | 3098777 | A11102-SELF ADHESIVE LABELS | 400 | 400.000 | 10 | 4000 | 420
1855 | WORK CHANGE ORDER | 630108053 | 0003 | 18.02.2021 | 1662725.02 | 31891028.10 | 33553753.12 | 0223 | FTTx IBD MUMB0223 Empire Estate | 3295194 | PREPARATION OF AS BUILT DRAWINGS SBP | 15 | 15 EA - each | 194 | 2910 | AS-BUILT DRAWING FOR ALL WORKS PERFORMED AS PER SCOPE
1856 | WORK CHANGE ORDER | 630108053 | 0003 | 18.02.2021 | 1662725.02 | 31891028.10 | 33553753.12 | 0223 | FTTx IBD MUMB0223 Empire Estate | 3111341 | DISPOSAL OF WASTE MATERIALS DEBRIS ETC. | 15 | 15.000 NOS - No. | 679 | 10185 | Collection & disposal of various kinds of unwanted materials / debris
1857 | WORK CHANGE ORDER | 630108053 | 0003 | 18.02.2021 | 1662725.02 | 31891028.10 | 33553753.12 | 0223 | FTTx IBD MUMB0223 Empire Estate | 3295891 | MATERIAL STORAGE & SECONDARY TRNSPT | 15 | 15 EA - each | 485 | 7275 | STORAGE AND SECONDARY TRANSPORTATION OF FIM MATERIAL TO BUILDINGS, TO BE CALCULATED PER BUILDING#
1858 | WORK CHANGE ORDER | 630108053 | 0003 | 18.02.2021 | 1662725.02 | 31891028.10 | 33553753.12 | 0223 | FTTx IBD MUMB0223 Empire Estate | 3295897 | CHRG: PRE EXECUTION BUILDING SURVEY | 15 | 15 EA - each | 290 | 4350 | PRE EXECUTION BUILDING SURVEY:#THIS IS BUILDING SURVEY BEFORE DEPLOYMENT INSIDE BUILDING DEPLOYMENT/CONSTRUCTION INCLUDES LAYING OF CONDUITS AND OTHER ODN
1859 | WORK CHANGE ORDER | 630108053 | 0003 | 18.02.2021 | 1662725.02 | 31891028.10 | 33553753.12 | 0223 | FTTx IBD MUMB0223 Empire Estate | 3318382 | CHRG DRILLING OF HOLE 25MM IN BRICK WALL | 50 | 50 EA - each | 82 | 4100 | CHARGES FOR DRILLING HOLES OF DIAMETER 25MM IN BRICK WALL WITH PROPER DRILL MACHINE AND REINSTATEMENT AFTER CONDUITING TO ENSURE WATER PROOFING OF HOLE.#
1860 | WORK CHANGE ORDER | 630108053 | 0003 | 18.02.2021 | 1662725.02 | 31891028.10 | 33553753.12 | 0223 | FTTx IBD MUMB0223 Empire Estate | 3318381 | CHRG DRILLING OF HOLE 40MM IN BRICK WALL | 50 | 50 EA - each | 131 | 6550 | CHARGES FOR DRILLING HOLES OF DIAMETER 40MM IN BRICK WALL WITH PROPER DRILL MACHINE AND REINSTATEMENT AFTER CONDUITING TO ENSURE WATER PROOFING OF HOLE.#
1861 | WORK CHANGE ORDER | 630108053 | 0003 | 18.02.2021 | 1662725.02 | 31891028.10 | 33553753.12 | 0223 | FTTx IBD MUMB0223 Empire Estate | 3318200 | CHRG DRILLING OF HOLE 25MM DIA IN RCC | 50 | 50 EA - each | 131 | 6550 | CHARGES FOR DRILLING HOLES OF DIAMETER 25MM IN RCC WITH PROPER DRILL MACHINE AND REINSTATEMENT AFTER CONDUITING TO ENSURE WATER PROOFING OF HOLE.#
1862 | WORK CHANGE ORDER | 630108053 | 0003 | 18.02.2021 | 1662725.02 | 31891028.10 | 33553753.12 | 0223 | FTTx IBD MUMB0223 Empire Estate | 3297469 | CHRG:DRILLING OF HOLE 40MM DIA IN RCC | 50 | 50 EA - each | 165 | 8250 | CHARGES FOR DRILLING HOLES OF DIAMETER ~40MM IN RCC WITH PROPER DRILL MACHINE AND REINSTATEMENT AFTER CONDUITING TO ENSURE WATER PROOFING OF HOLE.
1863 | WORK CHANGE ORDER | 630108053 | 0003 | 18.02.2021 | 1662725.02 | 31891028.10 | 33553753.12 | 0223 | FTTx IBD MUMB0223 Empire Estate | 3319692 | S&I SIMPLEX PLUG,F/40MM HDPE DUCT | 60 | EA - each | 49 | 2940 | CHARGES FOR SUPPLYING AND FIXING OF SIMPLEX PLUG FOR 40 MM HDPE DUCT#
1864 | WORK CHANGE ORDER | 630108053 | 0003 | 18.02.2021 | 1662725.02 | 31891028.10 | 33553753.12 | 0227 | FTTx IBD MUMB0227 Kailash Nagar | 3293883 | CHRG;SHALLOW TRENCH 40 OR 48MM 7WAY DUCT | 50 | 50 M - Meter | 160 | 8000 | EXCAVATION OF SHALLOW TRENCHES MANUALLY/CHIPPING/SLITTING UPTO A DEPTH OF 300 MM, WIDE UP TO 100 MM IN ASPHALT / CONCRETE / TILED SURFACE, LAYING 1 X 40 MM / 1 X 7
1865 | WORK CHANGE ORDER | 630108053 | 0003 | 18.02.2021 | 1662725.02 | 31891028.10 | 33553753.12 | 0227 | FTTx IBD MUMB0227 Kailash Nagar | 3314515 | CHRG:SHALLOW TREN 40MM DUCT W/2 NOS | 50 | 50 M - Meter | 160 | 8000 | EXCAVATION OF SHALLOW TRENCHES MANUALLY/CHIPPING/SLITTING IN ASPHALT / CONCRETE / TILED SURFACE, LAYING 2 NOS 40 MM DUCT AND FILLING THE COMPLETE DEPTH, INCLUDING
1866 | WORK CHANGE ORDER | 630108053 | 0003 | 18.02.2021 | 1662725.02 | 31891028.10 | 33553753.12 | 0227 | FTTx IBD MUMB0227 Kailash Nagar | 3293878 | CHRG;CLAMPING-1X40MM/1X7WAY MICRO DUCT | 100 | 100M - Meter | 49 | 4900 | CLAMPING OF THE DUCTS 1 X 40 MM / 1 X 7 WAY MICRO DUCT ( 48 MM OD ) ALONG THE WALL WITH THE HELP OF CLAMPING AT EVERY 1 M C/C#
1867 | WORK CHANGE ORDER | 630108053 | 0003 | 18.02.2021 | 1662725.02 | 31891028.10 | 33553753.12 | 0227 | FTTx IBD MUMB0227 Kailash Nagar | 3292713 | CHRGS FOR TRANS&INST OF ADSS CABLE-96F | 500 | 500M - Meter | 40 | 20000 | CHARGES FOR TRANSPORTATION & INSTALLATION OF ADSS CABLE- EIC - 96F#
1868 | WORK CHANGE ORDER | 630108053 | 0003 | 18.02.2021 | 1662725.02 | 31891028.10 | 33553753.12 | 0227 | FTTx IBD MUMB0227 Kailash Nagar | 3294064 | INSTALLATION 48 F ADSS / FIG 8 CABLE | 1000 | 1,000 | 34 | 34000 | INSTALLATION OF THE AERIAL CABLE (48 F ADSS / FIG 8 ) ALONG WITH THE ACCESSORIES. RATE INCLUDES SURVEY COST AND LOCAL LIASIONING CHARGES.
1869 | WORK CHANGE ORDER | 630108053 | 0003 | 18.02.2021 | 1662725.02 | 31891028.10 | 33553753.12 | 0227 | FTTx IBD MUMB0227 Kailash Nagar | 3294065 | INSTALLATION12F ADSS / FIG 8 CABLE | 1500 | 1,500 | 24 | 36000 | INSTALLATION OF THE AERIAL CABLE (12 F ADSS / FIG 8 ) ALONG WITH THE ACCESSORIES. RATE INCLUDES SURVEY COST AND LOCAL LIASIONING CHARGES.
1870 | WORK CHANGE ORDER | 630108053 | 0003 | 18.02.2021 | 1662725.02 | 31891028.10 | 33553753.12 | 0227 | FTTx IBD MUMB0227 Kailash Nagar | 3294710 | INSTALLATION 6F ADSS / FIG 8 CABLE | 500 | M - Meter | 19 | 9500 | INSTALLATION OF THE AERIAL CABLE (6 F ADSS / FIG 8 ) ALONG WITH THE ACCESSORIES. RATE INCLUDES SURVEY COST AND LOCAL LIASIONING CHARGES. #
1871 | WORK CHANGE ORDER | 630108053 | 0003 | 18.02.2021 | 1662725.02 | 31891028.10 | 33553753.12 | 0227 | FTTx IBD MUMB0227 Kailash Nagar | 3252599 | BLOWING OF 96F | 500 | M - Meter | 15 | 7500 | CHARGES FOR BLOWING OF 96F FIBRE.
1872 | WORK CHANGE ORDER | 630108053 | 0003 | 18.02.2021 | 1662725.02 | 31891028.10 | 33553753.12 | 0227 | FTTx IBD MUMB0227 Kailash Nagar | 3294262 | BLOWING / PULLING-48 F | 700 | M - Meter | 10 | 7000 | PULLING/BLOWING OF OFC- 48 F INCLUDING ALL MATERIALS, LABOUR, TOOLS, TACKLES, ETC.. #
1873 | WORK CHANGE ORDER | 630108053 | 0003 | 18.02.2021 | 1662725.02 | 31891028.10 | 33553753.12 | 0227 | FTTx IBD MUMB0227 Kailash Nagar | 3294264 | BLOWING / PULLING-12 F | 2000 | 2,000 | 7 | 14000 | PULLING/BLOWING OF OFC-12F INCLUDING ALL MATERIALS, LABOUR, TOOLS, TACKLES, ETC.. #
1874 | WORK CHANGE ORDER | 630108053 | 0003 | 18.02.2021 | 1662725.02 | 31891028.10 | 33553753.12 | 0227 | FTTx IBD MUMB0227 Kailash Nagar | 3294265 | BLOWING / PULLING-6 F | 1000 | 1,000 | 5 | 5000 | PULLING/BLOWING OF OFC-6F INCLUDING ALL MATERIALS, LABOUR, TOOLS, TACKLES, ETC.. #
1875 | WORK CHANGE ORDER | 630108053 | 0003 | 18.02.2021 | 1662725.02 | 31891028.10 | 33553753.12 | 0227 | FTTx IBD MUMB0227 Kailash Nagar | 3291570 | INSTLTN OF ACCESS CHAMBER 750X400X500 MM | 2 | 2 EA - each | 2328 | 4656 | INSTALLATION OF ACCESS CHAMBERS - SIZE - 750X400X500 MM DEEP.#INCLUDING COVER & LIFTING OF ACCESS CHAMBER-UPTO 50KMS INCLUDING HANDLING ,#EXCAVATION &
1876 | WORK CHANGE ORDER | 630108053 | 0003 | 18.02.2021 | 1662725.02 | 31891028.10 | 33553753.12 | 0227 | FTTx IBD MUMB0227 Kailash Nagar | 3314518 | INST OF PULLING CHAMBER 400X400X500MM | 10 | 10 EA - each | 970 | 9700 | INSTALLATION OF PULLING CHAMBERS - SIZE - 400X400X500 MM DEEP ; INCLUDING COVER .#EXCAVATION & BACKFILLING OF PITS ETC AS PER DRAWINGS , SPECIFICATIONS#AND AS
1877 | WORK CHANGE ORDER | 630108053 | 0003 | 18.02.2021 | 1662725.02 | 31891028.10 | 33553753.12 | 0227 | FTTx IBD MUMB0227 Kailash Nagar | 3294239 | CHRG;REINST,TRENCH,PCC-1:2:4,GRAVEL 20MM | 1 | 1 M3 - Cubic meter | 5335 | 5335 | CHARGES FOR REINSTATEMENT OF THE TRENCHES / PITS INCLUDING ALL MATERIALS , LABOUR, TOOLS TACKES ETC..BY PCC -1:2:4 GRAVEL SIZE - 20 MM & CURING FOR 7 DAYS. THIS ITEM
1878 | WORK CHANGE ORDER | 630108053 | 0003 | 18.02.2021 | 1662725.02 | 31891028.10 | 33553753.12 | 0227 | FTTx IBD MUMB0227 Kailash Nagar | 3291785 | RSTRTN EXCVTD SURFACE- W/COLD BITUMEN | 10 | 10 M - Meter | 1000 | 10000 | CHARGES FOR RESTORATION OF THE EXCAVATED SURFACES USING THE COLD BITUMEN INCLUDING PROPER COMPACTION ETC. ALL COMPLETE INCLUDING ALL MATERIALS TOOLS TACKLES
1879 | WORK CHANGE ORDER | 630108053 | 0003 | 18.02.2021 | 1662725.02 | 31891028.10 | 33553753.12 | 0227 | FTTx IBD MUMB0227 Kailash Nagar | 3291786 | RSTRTN EXCVTD SURFACES-W/ HOT BITUMEN | 10 | 10 M - Meter | 383 | 3830 | CHARGES FOR RESTORATION OF THE EXCAVATED SURFACES USING THE HOT BITUMEN INCLUDING PROPER COMPACTION ETC. ALL COMPLETE INCLUDING ALL MATERIALS TOOLS TACKLES
1880 | WORK CHANGE ORDER | 630108053 | 0003 | 18.02.2021 | 1662725.02 | 31891028.10 | 33553753.12 | 0227 | FTTx IBD MUMB0227 Kailash Nagar | 3290664 | CHRG F/RESTORATN OF SURF ;W/EXT TILES | 30 | 30 M - Meter | 286 | 8580 | CHARGES FOR RESTORATION OF THE EXCAVATED SURFACES USING THE EXISTING TILES OVER 100 MM THICK CONCRETE BEDDING. THE COST TO INCLUDE THE COST OF THE TILES,
1881 | WORK CHANGE ORDER | 630108053 | 0003 | 18.02.2021 | 1662725.02 | 31891028.10 | 33553753.12 | 0227 | FTTx IBD MUMB0227 Kailash Nagar | 3291784 | RSTRTN EXCVTD SURFACE-W/ PAVER BLOCK | 30 | 30 M - Meter | 631 | 18930 | CHARGES FOR RESTORATION OF THE EXCAVATED SURFACE USING NEW INTER LOCKING PAVER BLOCK OVER 100 MM THICK CONCRETE BEDDING. THE COST TO INCLUDE THE COST OF THE
1882 | WORK CHANGE ORDER | 630108053 | 0003 | 18.02.2021 | 1662725.02 | 31891028.10 | 33553753.12 | 0227 | FTTx IBD MUMB0227 Kailash Nagar | 3291783 | RESTORATION OF EXCV SURFACE-W/KOTA STONE | 10 | 10 M - Meter | 550 | 5500 | CHARGES FOR RESTORATION OF THE EXCAVATED SURFACE USING NEW KOTA STONE OVER 100 MM THICK CONCRETE BEDDING. THE COST TO INCLUDE THE COST OF THE KOTA STONE ,
1883 | WORK CHANGE ORDER | 630108053 | 0003 | 18.02.2021 | 1662725.02 | 31891028.10 | 33553753.12 | 0227 | FTTx IBD MUMB0227 Kailash Nagar | 3290665 | CHRG F/RESTORATN OF SURF ;W/CHEQUED TILE | 30 | 30 M - Meter | 419 | 12570 | CHARGES FOR RESTORATION OF THE EXCAVATED SURFACE USING NEW INTER CHEQUERED TILE OVER 100 MM THICK CONCRETE BEDDING. THE COST TO INCLUDE THE COST OF THE KOTA
1884 | WORK CHANGE ORDER | 630108053 | 0003 | 18.02.2021 | 1662725.02 | 31891028.10 | 33553753.12 | 0227 | FTTx IBD MUMB0227 Kailash Nagar | 3171149 | S/FIXING PVC CONDUIT 25 MM | 1000 | 1,000 | 60 | 60000 | S/FIXING PVC CONDUIT 25MM
1885 | WORK CHANGE ORDER | 630108053 | 0003 | 18.02.2021 | 1662725.02 | 31891028.10 | 33553753.12 | 0227 | FTTx IBD MUMB0227 Kailash Nagar | 3171151 | S/FIXING PVC CONDUIT 40 MM | 600 | M - Meter | 111 | 66600 | S/FIXING PVC CONDUIT 40 MM
1886 | WORK CHANGE ORDER | 630108053 | 0003 | 18.02.2021 | 1662725.02 | 31891028.10 | 33553753.12 | 0227 | FTTx IBD MUMB0227 Kailash Nagar | 3318608 | S&I 25MM PVC CONDUIT USING SCAFFOLDING | 100 | 100M - Meter | 133 | 13300 | SUPPLY AND INSTALLATION OF 25MM OUTER DIA CONDUIT ON EXTERNAL WALL WITH THE HELP OF JHOOLA HOLDING INCLUDING MANPOWER, COUPLERS, BENDS, TEES, SADDLES, CLAMPS,
1887 | WORK CHANGE ORDER | 630108053 | 0003 | 18.02.2021 | 1662725.02 | 31891028.10 | 33553753.12 | 0227 | FTTx IBD MUMB0227 Kailash Nagar | 3318609 | S&I 40MM PVC CONDUIT USING SCAFFOLDING | 100 | 100M - Meter | 188 | 18800 | SUPPLY AND INSTALLATION OF 40MM OUTER DIA CONDUIT ON EXTERNAL WALL WITH THE HELP OF JHOOLA HOLDING INCLUDING MANPOWER, COUPLERS, BENDS, TEES, SADDLES, CLAMPS,
1888 | WORK CHANGE ORDER | 630108053 | 0003 | 18.02.2021 | 1662725.02 | 31891028.10 | 33553753.12 | 0227 | FTTx IBD MUMB0227 Kailash Nagar | 3206508 | SUP&LAY FLEX PVC CONDUIT DIA 25MM | 200 | M - Meter | 71 | 14200 | Supplying and laying of following sizes of flexible PVC conduit along with conduit accessories complete as required.
1889 | WORK CHANGE ORDER | 630108053 | 0003 | 18.02.2021 | 1662725.02 | 31891028.10 | 33553753.12 | 0227 | FTTx IBD MUMB0227 Kailash Nagar | 3206510 | SUP&LAY FLEX PVC CONDUIT DIA 40MM | 150 | M - Meter | 116 | 17400 | Supplying and laying of following sizes of flexible PVC conduit along with conduit
1890 | WORK CHANGE ORDER | 630108053 | 0003 | 18.02.2021 | 1662725.02 | 31891028.10 | 33553753.12 | 0227 | FTTx IBD MUMB0227 Kailash Nagar | 3318971 | S&I 25MM FLEXI PVC CONDUIT W/SCAFFOLDING | 100 | 100M - Meter | 144 | 14400 | SUPPLY AND INSTALLATION OF 25MM DIA REINFORCED FLEXIBLE CONDUIT ON EXTERNAL WALL WITH THE HELP OF JHOOLA HOLDING INCLUDING MANPOWER, COUPLERS, BENDS, TEES,
1891 | WORK CHANGE ORDER | 630108053 | 0003 | 18.02.2021 | 1662725.02 | 31891028.10 | 33553753.12 | 0227 | FTTx IBD MUMB0227 Kailash Nagar | 3318972 | S&I 40MM FLEXI PVC CONDUIT W/SCAFFOLDING | 100 | 100M - Meter | 194 | 19400 | SUPPLY AND INSTALLATION OF 40MM DIA REINFORCED FLEXIBLE CONDUIT ON EXTERNAL WALL WITH THE HELP OF JHOOLA HOLDING INCLUDING MANPOWER, COUPLERS, BENDS, TEES,
1892 | WORK CHANGE ORDER | 630108053 | 0003 | 18.02.2021 | 1662725.02 | 31891028.10 | 33553753.12 | 0227 | FTTx IBD MUMB0227 Kailash Nagar | 3319687 | P&F PVC JUNCTION BOX 40MM,4-WAY | 150 | EA - each | 30 | 4500 | CHARGES FOR SUPPLYING AND FIXING OF PVC JUNCTION BOX 40MM,FOUR WAY IN REQUIRED POSITION ALONG THE LINE OF PVC CONDUIT#
1893 | WORK CHANGE ORDER | 630108053 | 0003 | 18.02.2021 | 1662725.02 | 31891028.10 | 33553753.12 | 0227 | FTTx IBD MUMB0227 Kailash Nagar | 3319688 | P&F PVC JUNCTION BOX 40MM,3-WAY | 150 | EA - each | 30 | 4500 | CHARGES FOR SUPPLYING AND FIXING OF PVC JUNCTION BOX 40MM,THREE WAY IN REQUIRED POSITION ALONG THE LINE OF PVC CONDUIT#
1894 | WORK CHANGE ORDER | 630108053 | 0003 | 18.02.2021 | 1662725.02 | 31891028.10 | 33553753.12 | 0227 | FTTx IBD MUMB0227 Kailash Nagar | 3192918 | CHRG:S/F:PVC JUNCTION BOX 25MM,4-WAY | 150 | 150EA - each | 19 | 2850 | CHARGES FOR SUPPLYING AND FIXING OF PVC JUNCTION BOX
1895 | WORK CHANGE ORDER | 630108053 | 0003 | 18.02.2021 | 1662725.02 | 31891028.10 | 33553753.12 | 0227 | FTTx IBD MUMB0227 Kailash Nagar | 3192917 | CHRG:S/F:PVC JUNCTION BOX 25MM,3-WAY | 150 | 150EA - each | 19 | 2850 | CHARGES FOR SUPPLYING AND FIXING OF PVC JUNCTION BOX
1896 | WORK CHANGE ORDER | 630108053 | 0003 | 18.02.2021 | 1662725.02 | 31891028.10 | 33553753.12 | 0227 | FTTx IBD MUMB0227 Kailash Nagar | 3259755 | INSTALLATION OF FDC | 15 | EA - each | 49 | 735 | Installation of Fibre Distribution Cabinet
1897 | WORK CHANGE ORDER | 630108053 | 0003 | 18.02.2021 | 1662725.02 | 31891028.10 | 33553753.12 | 0227 | FTTx IBD MUMB0227 Kailash Nagar | 3294022 | INSTALLATION OF FAT (WALL/POLE MOUNTED) | 50 | 50 EA - each | 49 | 2450 | INSTALLATION OF FIBRE ACCESS TERMINAL (WALL/POLE MOUNTED)#
1898 | WORK CHANGE ORDER | 630108053 | 0003 | 18.02.2021 | 1662725.02 | 31891028.10 | 33553753.12 | 0227 | FTTx IBD MUMB0227 Kailash Nagar | 3293902 | INSTALLATION LEVEL 1 ( S1 ) SPLITTER | 20 | EA - each | 49 | 980 | INSTALLATION OF FREE ISSUED SPLITTER AT SUGGESTED LOCATION INCLUDING ALL MANPOWER, TOOLS TACKLES, HARDWARES ETC. COMPLETE AS PER THE DRG AND DIRECTION OF
1899 | WORK CHANGE ORDER | 630108053 | 0003 | 18.02.2021 | 1662725.02 | 31891028.10 | 33553753.12 | 0227 | FTTx IBD MUMB0227 Kailash Nagar | 3293903 | INSTALLATION LEVEL 2 ( S2 ) SPLITTER | 160 | EA - each | 49 | 7840 | INSTALLATION OF FREE ISSUED SPLITTER AT SUGGESTED LOCATION INCLUDING ALL MANPOWER, TOOLS TACKLES, HARDWARES ETC. COMPLETE AS PER THE DRG AND DIRECTION OF
1900 | WORK CHANGE ORDER | 630108053 | 0003 | 18.02.2021 | 1662725.02 | 31891028.10 | 33553753.12 | 0227 | FTTx IBD MUMB0227 Kailash Nagar | 3252601 | SPLICING,JOINTING & TERMINATION-48F | 500 | 500.000 NOS - No. | 112 | 56000 | CHARGES FOR SPLICING,JOINTING & TERMINATION OF 48F FIBRE.
1901 | WORK CHANGE ORDER | 630108053 | 0003 | 18.02.2021 | 1662725.02 | 31891028.10 | 33553753.12 | 0227 | FTTx IBD MUMB0227 Kailash Nagar | 3252602 | SPLICING,JOINTING & TERMINATION-96F | 192 | 192.000 NOS - No. | 112 | 21504 | CHARGES FOR SPLICING,JOINTING & TERMINATION OF 96F FIBRE.
1902 | WORK CHANGE ORDER | 630108053 | 0003 | 18.02.2021 | 1662725.02 | 31891028.10 | 33553753.12 | 0227 | FTTx IBD MUMB0227 Kailash Nagar | 3300512 | SPLICING & TERM OFC,FIXED COST/DAY | 10 | EA - each | 2425 | 24250 | OFC SPLICING&TERMINATION-FIXED COST/DAY#JOB INVOLVES: 1) SPLICING & TERMINATION OF OFC CABLE AS DIRECTED BY EIC. 2) ALL TOOLS AND TACKLES, PPES, CONSUMABLES ARE IN
1903 | WORK CHANGE ORDER | 630108053 | 0003 | 18.02.2021 | 1662725.02 | 31891028.10 | 33553753.12 | 0227 | FTTx IBD MUMB0227 Kailash Nagar | 3098777 | A11102-SELF ADHESIVE LABELS | 400 | 400.000 | 10 | 4000 | 420
1904 | WORK CHANGE ORDER | 630108053 | 0003 | 18.02.2021 | 1662725.02 | 31891028.10 | 33553753.12 | 0227 | FTTx IBD MUMB0227 Kailash Nagar | 3295194 | PREPARATION OF AS BUILT DRAWINGS SBP | 15 | 15 EA - each | 194 | 2910 | AS-BUILT DRAWING FOR ALL WORKS PERFORMED AS PER SCOPE
1905 | WORK CHANGE ORDER | 630108053 | 0003 | 18.02.2021 | 1662725.02 | 31891028.10 | 33553753.12 | 0227 | FTTx IBD MUMB0227 Kailash Nagar | 3111341 | DISPOSAL OF WASTE MATERIALS DEBRIS ETC. | 15 | 15.000 NOS - No. | 679 | 10185 | Collection & disposal of various kinds of unwanted materials / debris
1906 | WORK CHANGE ORDER | 630108053 | 0003 | 18.02.2021 | 1662725.02 | 31891028.10 | 33553753.12 | 0227 | FTTx IBD MUMB0227 Kailash Nagar | 3295891 | MATERIAL STORAGE & SECONDARY TRNSPT | 15 | 15 EA - each | 485 | 7275 | STORAGE AND SECONDARY TRANSPORTATION OF FIM MATERIAL TO BUILDINGS, TO BE CALCULATED PER BUILDING#
1907 | WORK CHANGE ORDER | 630108053 | 0003 | 18.02.2021 | 1662725.02 | 31891028.10 | 33553753.12 | 0227 | FTTx IBD MUMB0227 Kailash Nagar | 3295897 | CHRG: PRE EXECUTION BUILDING SURVEY | 15 | 15 EA - each | 290 | 4350 | PRE EXECUTION BUILDING SURVEY:#THIS IS BUILDING SURVEY BEFORE DEPLOYMENT INSIDE BUILDING DEPLOYMENT/CONSTRUCTION INCLUDES LAYING OF CONDUITS AND OTHER ODN
1908 | WORK CHANGE ORDER | 630108053 | 0003 | 18.02.2021 | 1662725.02 | 31891028.10 | 33553753.12 | 0227 | FTTx IBD MUMB0227 Kailash Nagar | 3318382 | CHRG DRILLING OF HOLE 25MM IN BRICK WALL | 50 | 50 EA - each | 82 | 4100 | CHARGES FOR DRILLING HOLES OF DIAMETER 25MM IN BRICK WALL WITH PROPER DRILL MACHINE AND REINSTATEMENT AFTER CONDUITING TO ENSURE WATER PROOFING OF HOLE.#
1909 | WORK CHANGE ORDER | 630108053 | 0003 | 18.02.2021 | 1662725.02 | 31891028.10 | 33553753.12 | 0227 | FTTx IBD MUMB0227 Kailash Nagar | 3318381 | CHRG DRILLING OF HOLE 40MM IN BRICK WALL | 50 | 50 EA - each | 131 | 6550 | CHARGES FOR DRILLING HOLES OF DIAMETER 40MM IN BRICK WALL WITH PROPER DRILL MACHINE AND REINSTATEMENT AFTER CONDUITING TO ENSURE WATER PROOFING OF HOLE.#
1910 | WORK CHANGE ORDER | 630108053 | 0003 | 18.02.2021 | 1662725.02 | 31891028.10 | 33553753.12 | 0227 | FTTx IBD MUMB0227 Kailash Nagar | 3318200 | CHRG DRILLING OF HOLE 25MM DIA IN RCC | 50 | 50 EA - each | 131 | 6550 | CHARGES FOR DRILLING HOLES OF DIAMETER 25MM IN RCC WITH PROPER DRILL MACHINE AND REINSTATEMENT AFTER CONDUITING TO ENSURE WATER PROOFING OF HOLE.#
1911 | WORK CHANGE ORDER | 630108053 | 0003 | 18.02.2021 | 1662725.02 | 31891028.10 | 33553753.12 | 0227 | FTTx IBD MUMB0227 Kailash Nagar | 3297469 | CHRG:DRILLING OF HOLE 40MM DIA IN RCC | 50 | 50 EA - each | 165 | 8250 | CHARGES FOR DRILLING HOLES OF DIAMETER ~40MM IN RCC WITH PROPER DRILL MACHINE AND REINSTATEMENT AFTER CONDUITING TO ENSURE WATER PROOFING OF HOLE.
1912 | WORK CHANGE ORDER | 630108053 | 0003 | 18.02.2021 | 1662725.02 | 31891028.10 | 33553753.12 | 0227 | FTTx IBD MUMB0227 Kailash Nagar | 3319692 | S&I SIMPLEX PLUG,F/40MM HDPE DUCT | 60 | EA - each | 49 | 2940 | CHARGES FOR SUPPLYING AND FIXING OF SIMPLEX PLUG FOR 40 MM HDPE DUCT#
1913 | WORK CHANGE ORDER | 630108053 | 0003 | 18.02.2021 | 1662725.02 | 31891028.10 | 33553753.12 | 0112 | FTTx IBD MUMB0112 Mittal Chamber | 3293883 | CHRG;SHALLOW TRENCH 40 OR 48MM 7WAY DUCT | 50 | 50 M - Meter | 160 | 8000 | EXCAVATION OF SHALLOW TRENCHES MANUALLY/CHIPPING/SLITTING UPTO A DEPTH OF 300 MM, WIDE UP TO 100 MM IN ASPHALT / CONCRETE / TILED SURFACE, LAYING 1 X 40 MM / 1 X 7
1914 | WORK CHANGE ORDER | 630108053 | 0003 | 18.02.2021 | 1662725.02 | 31891028.10 | 33553753.12 | 0112 | FTTx IBD MUMB0112 Mittal Chamber | 3314515 | CHRG:SHALLOW TREN 40MM DUCT W/2 NOS | 50 | 50 M - Meter | 160 | 8000 | EXCAVATION OF SHALLOW TRENCHES MANUALLY/CHIPPING/SLITTING IN ASPHALT / CONCRETE / TILED SURFACE, LAYING 2 NOS 40 MM DUCT AND FILLING THE COMPLETE DEPTH, INCLUDING
1915 | WORK CHANGE ORDER | 630108053 | 0003 | 18.02.2021 | 1662725.02 | 31891028.10 | 33553753.12 | 0112 | FTTx IBD MUMB0112 Mittal Chamber | 3293878 | CHRG;CLAMPING-1X40MM/1X7WAY MICRO DUCT | 100 | 100M - Meter | 49 | 4900 | CLAMPING OF THE DUCTS 1 X 40 MM / 1 X 7 WAY MICRO DUCT ( 48 MM OD ) ALONG THE WALL WITH THE HELP OF CLAMPING AT EVERY 1 M C/C#
1916 | WORK CHANGE ORDER | 630108053 | 0003 | 18.02.2021 | 1662725.02 | 31891028.10 | 33553753.12 | 0112 | FTTx IBD MUMB0112 Mittal Chamber | 3292713 | CHRGS FOR TRANS&INST OF ADSS CABLE-96F | 500 | 500M - Meter | 40 | 20000 | CHARGES FOR TRANSPORTATION & INSTALLATION OF ADSS CABLE- EIC - 96F#
1917 | WORK CHANGE ORDER | 630108053 | 0003 | 18.02.2021 | 1662725.02 | 31891028.10 | 33553753.12 | 0112 | FTTx IBD MUMB0112 Mittal Chamber | 3294064 | INSTALLATION 48 F ADSS / FIG 8 CABLE | 1000 | 1,000 | 34 | 34000 | INSTALLATION OF THE AERIAL CABLE (48 F ADSS / FIG 8 ) ALONG WITH THE ACCESSORIES. RATE INCLUDES SURVEY COST AND LOCAL LIASIONING CHARGES.
1918 | WORK CHANGE ORDER | 630108053 | 0003 | 18.02.2021 | 1662725.02 | 31891028.10 | 33553753.12 | 0112 | FTTx IBD MUMB0112 Mittal Chamber | 3294065 | INSTALLATION12F ADSS / FIG 8 CABLE | 1500 | 1,500 | 24 | 36000 | INSTALLATION OF THE AERIAL CABLE (12 F ADSS / FIG 8 ) ALONG WITH THE ACCESSORIES. RATE INCLUDES SURVEY COST AND LOCAL LIASIONING CHARGES.
1919 | WORK CHANGE ORDER | 630108053 | 0003 | 18.02.2021 | 1662725.02 | 31891028.10 | 33553753.12 | 0112 | FTTx IBD MUMB0112 Mittal Chamber | 3294710 | INSTALLATION 6F ADSS / FIG 8 CABLE | 500 | M - Meter | 19 | 9500 | INSTALLATION OF THE AERIAL CABLE (6 F ADSS / FIG 8 ) ALONG WITH THE ACCESSORIES. RATE INCLUDES SURVEY COST AND LOCAL LIASIONING CHARGES. #
1920 | WORK CHANGE ORDER | 630108053 | 0003 | 18.02.2021 | 1662725.02 | 31891028.10 | 33553753.12 | 0112 | FTTx IBD MUMB0112 Mittal Chamber | 3252599 | BLOWING OF 96F | 500 | M - Meter | 15 | 7500 | CHARGES FOR BLOWING OF 96F FIBRE.
1921 | WORK CHANGE ORDER | 630108053 | 0003 | 18.02.2021 | 1662725.02 | 31891028.10 | 33553753.12 | 0112 | FTTx IBD MUMB0112 Mittal Chamber | 3294262 | BLOWING / PULLING-48 F | 700 | M - Meter | 10 | 7000 | PULLING/BLOWING OF OFC- 48 F INCLUDING ALL MATERIALS, LABOUR, TOOLS, TACKLES, ETC.. #
1922 | WORK CHANGE ORDER | 630108053 | 0003 | 18.02.2021 | 1662725.02 | 31891028.10 | 33553753.12 | 0112 | FTTx IBD MUMB0112 Mittal Chamber | 3294264 | BLOWING / PULLING-12 F | 2000 | 2,000 | 7 | 14000 | PULLING/BLOWING OF OFC-12F INCLUDING ALL MATERIALS, LABOUR, TOOLS, TACKLES, ETC.. #
1923 | WORK CHANGE ORDER | 630108053 | 0003 | 18.02.2021 | 1662725.02 | 31891028.10 | 33553753.12 | 0112 | FTTx IBD MUMB0112 Mittal Chamber | 3294265 | BLOWING / PULLING-6 F | 1000 | 1,000 | 5 | 5000 | PULLING/BLOWING OF OFC-6F INCLUDING ALL MATERIALS, LABOUR, TOOLS, TACKLES, ETC.. #
1924 | WORK CHANGE ORDER | 630108053 | 0003 | 18.02.2021 | 1662725.02 | 31891028.10 | 33553753.12 | 0112 | FTTx IBD MUMB0112 Mittal Chamber | 3291570 | INSTLTN OF ACCESS CHAMBER 750X400X500 MM | 2 | 2 EA - each | 2328 | 4656 | INSTALLATION OF ACCESS CHAMBERS - SIZE - 750X400X500 MM DEEP.#INCLUDING COVER & LIFTING OF ACCESS CHAMBER-UPTO 50KMS INCLUDING HANDLING ,#EXCAVATION &
1925 | WORK CHANGE ORDER | 630108053 | 0003 | 18.02.2021 | 1662725.02 | 31891028.10 | 33553753.12 | 0112 | FTTx IBD MUMB0112 Mittal Chamber | 3314518 | INST OF PULLING CHAMBER 400X400X500MM | 10 | 10 EA - each | 970 | 9700 | INSTALLATION OF PULLING CHAMBERS - SIZE - 400X400X500 MM DEEP ; INCLUDING COVER .#EXCAVATION & BACKFILLING OF PITS ETC AS PER DRAWINGS , SPECIFICATIONS#AND AS
1926 | WORK CHANGE ORDER | 630108053 | 0003 | 18.02.2021 | 1662725.02 | 31891028.10 | 33553753.12 | 0112 | FTTx IBD MUMB0112 Mittal Chamber | 3294239 | CHRG;REINST,TRENCH,PCC-1:2:4,GRAVEL 20MM | 1 | 1 M3 - Cubic meter | 5335 | 5335 | CHARGES FOR REINSTATEMENT OF THE TRENCHES / PITS INCLUDING ALL MATERIALS , LABOUR, TOOLS TACKES ETC..BY PCC -1:2:4 GRAVEL SIZE - 20 MM & CURING FOR 7 DAYS. THIS ITEM
1927 | WORK CHANGE ORDER | 630108053 | 0003 | 18.02.2021 | 1662725.02 | 31891028.10 | 33553753.12 | 0112 | FTTx IBD MUMB0112 Mittal Chamber | 3291785 | RSTRTN EXCVTD SURFACE- W/COLD BITUMEN | 10 | 10 M - Meter | 1000 | 10000 | CHARGES FOR RESTORATION OF THE EXCAVATED SURFACES USING THE COLD BITUMEN INCLUDING PROPER COMPACTION ETC. ALL COMPLETE INCLUDING ALL MATERIALS TOOLS TACKLES
1928 | WORK CHANGE ORDER | 630108053 | 0003 | 18.02.2021 | 1662725.02 | 31891028.10 | 33553753.12 | 0112 | FTTx IBD MUMB0112 Mittal Chamber | 3291786 | RSTRTN EXCVTD SURFACES-W/ HOT BITUMEN | 10 | 10 M - Meter | 383 | 3830 | CHARGES FOR RESTORATION OF THE EXCAVATED SURFACES USING THE HOT BITUMEN INCLUDING PROPER COMPACTION ETC. ALL COMPLETE INCLUDING ALL MATERIALS TOOLS TACKLES
1929 | WORK CHANGE ORDER | 630108053 | 0003 | 18.02.2021 | 1662725.02 | 31891028.10 | 33553753.12 | 0112 | FTTx IBD MUMB0112 Mittal Chamber | 3290664 | CHRG F/RESTORATN OF SURF ;W/EXT TILES | 30 | 30 M - Meter | 286 | 8580 | CHARGES FOR RESTORATION OF THE EXCAVATED SURFACES USING THE EXISTING TILES OVER 100 MM THICK CONCRETE BEDDING. THE COST TO INCLUDE THE COST OF THE TILES,
1930 | WORK CHANGE ORDER | 630108053 | 0003 | 18.02.2021 | 1662725.02 | 31891028.10 | 33553753.12 | 0112 | FTTx IBD MUMB0112 Mittal Chamber | 3291784 | RSTRTN EXCVTD SURFACE-W/ PAVER BLOCK | 30 | 30 M - Meter | 631 | 18930 | CHARGES FOR RESTORATION OF THE EXCAVATED SURFACE USING NEW INTER LOCKING PAVER BLOCK OVER 100 MM THICK CONCRETE BEDDING. THE COST TO INCLUDE THE COST OF THE
1931 | WORK CHANGE ORDER | 630108053 | 0003 | 18.02.2021 | 1662725.02 | 31891028.10 | 33553753.12 | 0112 | FTTx IBD MUMB0112 Mittal Chamber | 3291783 | RESTORATION OF EXCV SURFACE-W/KOTA STONE | 10 | 10 M - Meter | 550 | 5500 | CHARGES FOR RESTORATION OF THE EXCAVATED SURFACE USING NEW KOTA STONE OVER 100 MM THICK CONCRETE BEDDING. THE COST TO INCLUDE THE COST OF THE KOTA STONE ,
1932 | WORK CHANGE ORDER | 630108053 | 0003 | 18.02.2021 | 1662725.02 | 31891028.10 | 33553753.12 | 0112 | FTTx IBD MUMB0112 Mittal Chamber | 3290665 | CHRG F/RESTORATN OF SURF ;W/CHEQUED TILE | 30 | 30 M - Meter | 419 | 12570 | CHARGES FOR RESTORATION OF THE EXCAVATED SURFACE USING NEW INTER CHEQUERED TILE OVER 100 MM THICK CONCRETE BEDDING. THE COST TO INCLUDE THE COST OF THE KOTA
1933 | WORK CHANGE ORDER | 630108053 | 0003 | 18.02.2021 | 1662725.02 | 31891028.10 | 33553753.12 | 0112 | FTTx IBD MUMB0112 Mittal Chamber | 3171149 | S/FIXING PVC CONDUIT 25 MM | 1000 | 1,000 | 60 | 60000 | S/FIXING PVC CONDUIT 25MM
1934 | WORK CHANGE ORDER | 630108053 | 0003 | 18.02.2021 | 1662725.02 | 31891028.10 | 33553753.12 | 0112 | FTTx IBD MUMB0112 Mittal Chamber | 3171151 | S/FIXING PVC CONDUIT 40 MM | 600 | M - Meter | 111 | 66600 | S/FIXING PVC CONDUIT 40 MM
1935 | WORK CHANGE ORDER | 630108053 | 0003 | 18.02.2021 | 1662725.02 | 31891028.10 | 33553753.12 | 0112 | FTTx IBD MUMB0112 Mittal Chamber | 3318608 | S&I 25MM PVC CONDUIT USING SCAFFOLDING | 100 | 100M - Meter | 133 | 13300 | SUPPLY AND INSTALLATION OF 25MM OUTER DIA CONDUIT ON EXTERNAL WALL WITH THE HELP OF JHOOLA HOLDING INCLUDING MANPOWER, COUPLERS, BENDS, TEES, SADDLES, CLAMPS,
1936 | WORK CHANGE ORDER | 630108053 | 0003 | 18.02.2021 | 1662725.02 | 31891028.10 | 33553753.12 | 0112 | FTTx IBD MUMB0112 Mittal Chamber | 3318609 | S&I 40MM PVC CONDUIT USING SCAFFOLDING | 100 | 100M - Meter | 188 | 18800 | SUPPLY AND INSTALLATION OF 40MM OUTER DIA CONDUIT ON EXTERNAL WALL WITH THE HELP OF JHOOLA HOLDING INCLUDING MANPOWER, COUPLERS, BENDS, TEES, SADDLES, CLAMPS,
1937 | WORK CHANGE ORDER | 630108053 | 0003 | 18.02.2021 | 1662725.02 | 31891028.10 | 33553753.12 | 0112 | FTTx IBD MUMB0112 Mittal Chamber | 3206508 | SUP&LAY FLEX PVC CONDUIT DIA 25MM | 200 | M - Meter | 71 | 14200 | Supplying and laying of following sizes of flexible PVC conduit along with conduit accessories complete as required.
1938 | WORK CHANGE ORDER | 630108053 | 0003 | 18.02.2021 | 1662725.02 | 31891028.10 | 33553753.12 | 0112 | FTTx IBD MUMB0112 Mittal Chamber | 3206510 | SUP&LAY FLEX PVC CONDUIT DIA 40MM | 150 | M - Meter | 116 | 17400 | Supplying and laying of following sizes of flexible PVC conduit along with conduit
1939 | WORK CHANGE ORDER | 630108053 | 0003 | 18.02.2021 | 1662725.02 | 31891028.10 | 33553753.12 | 0112 | FTTx IBD MUMB0112 Mittal Chamber | 3318971 | S&I 25MM FLEXI PVC CONDUIT W/SCAFFOLDING | 100 | 100M - Meter | 144 | 14400 | SUPPLY AND INSTALLATION OF 25MM DIA REINFORCED FLEXIBLE CONDUIT ON EXTERNAL WALL WITH THE HELP OF JHOOLA HOLDING INCLUDING MANPOWER, COUPLERS, BENDS, TEES,
1940 | WORK CHANGE ORDER | 630108053 | 0003 | 18.02.2021 | 1662725.02 | 31891028.10 | 33553753.12 | 0112 | FTTx IBD MUMB0112 Mittal Chamber | 3318972 | S&I 40MM FLEXI PVC CONDUIT W/SCAFFOLDING | 100 | 100M - Meter | 194 | 19400 | SUPPLY AND INSTALLATION OF 40MM DIA REINFORCED FLEXIBLE CONDUIT ON EXTERNAL WALL WITH THE HELP OF JHOOLA HOLDING INCLUDING MANPOWER, COUPLERS, BENDS, TEES,
1941 | WORK CHANGE ORDER | 630108053 | 0003 | 18.02.2021 | 1662725.02 | 31891028.10 | 33553753.12 | 0112 | FTTx IBD MUMB0112 Mittal Chamber | 3319687 | P&F PVC JUNCTION BOX 40MM,4-WAY | 150 | EA - each | 30 | 4500 | CHARGES FOR SUPPLYING AND FIXING OF PVC JUNCTION BOX 40MM,FOUR WAY IN REQUIRED POSITION ALONG THE LINE OF PVC CONDUIT#
1942 | WORK CHANGE ORDER | 630108053 | 0003 | 18.02.2021 | 1662725.02 | 31891028.10 | 33553753.12 | 0112 | FTTx IBD MUMB0112 Mittal Chamber | 3319688 | P&F PVC JUNCTION BOX 40MM,3-WAY | 150 | EA - each | 30 | 4500 | CHARGES FOR SUPPLYING AND FIXING OF PVC JUNCTION BOX 40MM,THREE WAY IN REQUIRED POSITION ALONG THE LINE OF PVC CONDUIT#
1943 | WORK CHANGE ORDER | 630108053 | 0003 | 18.02.2021 | 1662725.02 | 31891028.10 | 33553753.12 | 0112 | FTTx IBD MUMB0112 Mittal Chamber | 3192918 | CHRG:S/F:PVC JUNCTION BOX 25MM,4-WAY | 150 | 150EA - each | 19 | 2850 | CHARGES FOR SUPPLYING AND FIXING OF PVC JUNCTION BOX
1944 | WORK CHANGE ORDER | 630108053 | 0003 | 18.02.2021 | 1662725.02 | 31891028.10 | 33553753.12 | 0112 | FTTx IBD MUMB0112 Mittal Chamber | 3192917 | CHRG:S/F:PVC JUNCTION BOX 25MM,3-WAY | 150 | 150EA - each | 19 | 2850 | CHARGES FOR SUPPLYING AND FIXING OF PVC JUNCTION BOX
1945 | WORK CHANGE ORDER | 630108053 | 0003 | 18.02.2021 | 1662725.02 | 31891028.10 | 33553753.12 | 0112 | FTTx IBD MUMB0112 Mittal Chamber | 3259755 | INSTALLATION OF FDC | 15 | EA - each | 49 | 735 | Installation of Fibre Distribution Cabinet
1946 | WORK CHANGE ORDER | 630108053 | 0003 | 18.02.2021 | 1662725.02 | 31891028.10 | 33553753.12 | 0112 | FTTx IBD MUMB0112 Mittal Chamber | 3294022 | INSTALLATION OF FAT (WALL/POLE MOUNTED) | 50 | 50 EA - each | 49 | 2450 | INSTALLATION OF FIBRE ACCESS TERMINAL (WALL/POLE MOUNTED)#
1947 | WORK CHANGE ORDER | 630108053 | 0003 | 18.02.2021 | 1662725.02 | 31891028.10 | 33553753.12 | 0112 | FTTx IBD MUMB0112 Mittal Chamber | 3293902 | INSTALLATION LEVEL 1 ( S1 ) SPLITTER | 20 | EA - each | 49 | 980 | INSTALLATION OF FREE ISSUED SPLITTER AT SUGGESTED LOCATION INCLUDING ALL MANPOWER, TOOLS TACKLES, HARDWARES ETC. COMPLETE AS PER THE DRG AND DIRECTION OF
1948 | WORK CHANGE ORDER | 630108053 | 0003 | 18.02.2021 | 1662725.02 | 31891028.10 | 33553753.12 | 0112 | FTTx IBD MUMB0112 Mittal Chamber | 3293903 | INSTALLATION LEVEL 2 ( S2 ) SPLITTER | 160 | EA - each | 49 | 7840 | INSTALLATION OF FREE ISSUED SPLITTER AT SUGGESTED LOCATION INCLUDING ALL MANPOWER, TOOLS TACKLES, HARDWARES ETC. COMPLETE AS PER THE DRG AND DIRECTION OF
1949 | WORK CHANGE ORDER | 630108053 | 0003 | 18.02.2021 | 1662725.02 | 31891028.10 | 33553753.12 | 0112 | FTTx IBD MUMB0112 Mittal Chamber | 3252601 | SPLICING,JOINTING & TERMINATION-48F | 500 | 500.000 NOS - No. | 112 | 56000 | CHARGES FOR SPLICING,JOINTING & TERMINATION OF 48F FIBRE.
1950 | WORK CHANGE ORDER | 630108053 | 0003 | 18.02.2021 | 1662725.02 | 31891028.10 | 33553753.12 | 0112 | FTTx IBD MUMB0112 Mittal Chamber | 3252602 | SPLICING,JOINTING & TERMINATION-96F | 192 | 192.000 NOS - No. | 112 | 21504 | CHARGES FOR SPLICING,JOINTING & TERMINATION OF 96F FIBRE.
1951 | WORK CHANGE ORDER | 630108053 | 0003 | 18.02.2021 | 1662725.02 | 31891028.10 | 33553753.12 | 0112 | FTTx IBD MUMB0112 Mittal Chamber | 3300512 | SPLICING & TERM OFC,FIXED COST/DAY | 10 | EA - each | 2425 | 24250 | OFC SPLICING&TERMINATION-FIXED COST/DAY#JOB INVOLVES: 1) SPLICING & TERMINATION OF OFC CABLE AS DIRECTED BY EIC. 2) ALL TOOLS AND TACKLES, PPES, CONSUMABLES ARE IN
1952 | WORK CHANGE ORDER | 630108053 | 0003 | 18.02.2021 | 1662725.02 | 31891028.10 | 33553753.12 | 0112 | FTTx IBD MUMB0112 Mittal Chamber | 3098777 | A11102-SELF ADHESIVE LABELS | 400 | 400.000 | 10 | 4000 | 420
1953 | WORK CHANGE ORDER | 630108053 | 0003 | 18.02.2021 | 1662725.02 | 31891028.10 | 33553753.12 | 0112 | FTTx IBD MUMB0112 Mittal Chamber | 3295194 | PREPARATION OF AS BUILT DRAWINGS SBP | 15 | 15 EA - each | 194 | 2910 | AS-BUILT DRAWING FOR ALL WORKS PERFORMED AS PER SCOPE
1954 | WORK CHANGE ORDER | 630108053 | 0003 | 18.02.2021 | 1662725.02 | 31891028.10 | 33553753.12 | 0112 | FTTx IBD MUMB0112 Mittal Chamber | 3111341 | DISPOSAL OF WASTE MATERIALS DEBRIS ETC. | 15 | 15.000 NOS - No. | 679 | 10185 | Collection & disposal of various kinds of unwanted materials / debris
1955 | WORK CHANGE ORDER | 630108053 | 0003 | 18.02.2021 | 1662725.02 | 31891028.10 | 33553753.12 | 0112 | FTTx IBD MUMB0112 Mittal Chamber | 3295891 | MATERIAL STORAGE & SECONDARY TRNSPT | 15 | 15 EA - each | 485 | 7275 | STORAGE AND SECONDARY TRANSPORTATION OF FIM MATERIAL TO BUILDINGS, TO BE CALCULATED PER BUILDING#
1956 | WORK CHANGE ORDER | 630108053 | 0003 | 18.02.2021 | 1662725.02 | 31891028.10 | 33553753.12 | 0112 | FTTx IBD MUMB0112 Mittal Chamber | 3295897 | CHRG: PRE EXECUTION BUILDING SURVEY | 15 | 15 EA - each | 290 | 4350 | PRE EXECUTION BUILDING SURVEY:#THIS IS BUILDING SURVEY BEFORE DEPLOYMENT INSIDE BUILDING DEPLOYMENT/CONSTRUCTION INCLUDES LAYING OF CONDUITS AND OTHER ODN
1957 | WORK CHANGE ORDER | 630108053 | 0003 | 18.02.2021 | 1662725.02 | 31891028.10 | 33553753.12 | 0112 | FTTx IBD MUMB0112 Mittal Chamber | 3318382 | CHRG DRILLING OF HOLE 25MM IN BRICK WALL | 50 | 50 EA - each | 82 | 4100 | CHARGES FOR DRILLING HOLES OF DIAMETER 25MM IN BRICK WALL WITH PROPER DRILL MACHINE AND REINSTATEMENT AFTER CONDUITING TO ENSURE WATER PROOFING OF HOLE.#
1958 | WORK CHANGE ORDER | 630108053 | 0003 | 18.02.2021 | 1662725.02 | 31891028.10 | 33553753.12 | 0112 | FTTx IBD MUMB0112 Mittal Chamber | 3318381 | CHRG DRILLING OF HOLE 40MM IN BRICK WALL | 50 | 50 EA - each | 131 | 6550 | CHARGES FOR DRILLING HOLES OF DIAMETER 40MM IN BRICK WALL WITH PROPER DRILL MACHINE AND REINSTATEMENT AFTER CONDUITING TO ENSURE WATER PROOFING OF HOLE.#
1959 | WORK CHANGE ORDER | 630108053 | 0003 | 18.02.2021 | 1662725.02 | 31891028.10 | 33553753.12 | 0112 | FTTx IBD MUMB0112 Mittal Chamber | 3318200 | CHRG DRILLING OF HOLE 25MM DIA IN RCC | 50 | 50 EA - each | 131 | 6550 | CHARGES FOR DRILLING HOLES OF DIAMETER 25MM IN RCC WITH PROPER DRILL MACHINE AND REINSTATEMENT AFTER CONDUITING TO ENSURE WATER PROOFING OF HOLE.#
1960 | WORK CHANGE ORDER | 630108053 | 0003 | 18.02.2021 | 1662725.02 | 31891028.10 | 33553753.12 | 0112 | FTTx IBD MUMB0112 Mittal Chamber | 3297469 | CHRG:DRILLING OF HOLE 40MM DIA IN RCC | 50 | 50 EA - each | 165 | 8250 | CHARGES FOR DRILLING HOLES OF DIAMETER ~40MM IN RCC WITH PROPER DRILL MACHINE AND REINSTATEMENT AFTER CONDUITING TO ENSURE WATER PROOFING OF HOLE.
1961 | WORK CHANGE ORDER | 630108053 | 0003 | 18.02.2021 | 1662725.02 | 31891028.10 | 33553753.12 | 0112 | FTTx IBD MUMB0112 Mittal Chamber | 3319692 | S&I SIMPLEX PLUG,F/40MM HDPE DUCT | 60 | EA - each | 49 | 2940 | CHARGES FOR SUPPLYING AND FIXING OF SIMPLEX PLUG FOR 40 MM HDPE DUCT#
1962 | WORK CHANGE ORDER | 630108053 | 0003 | 18.02.2021 | 1662725.02 | 31891028.10 | 33553753.12 | 0436 | FTTx IBD MUMB0436 Shiv Ishwar Bhawan | 3293883 | CHRG;SHALLOW TRENCH 40 OR 48MM 7WAY DUCT | 50 | 50 M - Meter | 160 | 8000 | EXCAVATION OF SHALLOW TRENCHES MANUALLY/CHIPPING/SLITTING UPTO A DEPTH OF 300 MM, WIDE UP TO 100 MM IN ASPHALT / CONCRETE / TILED SURFACE, LAYING 1 X 40 MM / 1 X 7
1963 | WORK CHANGE ORDER | 630108053 | 0003 | 18.02.2021 | 1662725.02 | 31891028.10 | 33553753.12 | 0436 | FTTx IBD MUMB0436 Shiv Ishwar Bhawan | 3314515 | CHRG:SHALLOW TREN 40MM DUCT W/2 NOS | 50 | 50 M - Meter | 160 | 8000 | EXCAVATION OF SHALLOW TRENCHES MANUALLY/CHIPPING/SLITTING IN ASPHALT / CONCRETE / TILED SURFACE, LAYING 2 NOS 40 MM DUCT AND FILLING THE COMPLETE DEPTH, INCLUDING
1964 | WORK CHANGE ORDER | 630108053 | 0003 | 18.02.2021 | 1662725.02 | 31891028.10 | 33553753.12 | 0436 | FTTx IBD MUMB0436 Shiv Ishwar Bhawan | 3293878 | CHRG;CLAMPING-1X40MM/1X7WAY MICRO DUCT | 100 | 100M - Meter | 49 | 4900 | CLAMPING OF THE DUCTS 1 X 40 MM / 1 X 7 WAY MICRO DUCT ( 48 MM OD ) ALONG THE WALL WITH THE HELP OF CLAMPING AT EVERY 1 M C/C#
1965 | WORK CHANGE ORDER | 630108053 | 0003 | 18.02.2021 | 1662725.02 | 31891028.10 | 33553753.12 | 0436 | FTTx IBD MUMB0436 Shiv Ishwar Bhawan | 3292713 | CHRGS FOR TRANS&INST OF ADSS CABLE-96F | 500 | 500M - Meter | 40 | 20000 | CHARGES FOR TRANSPORTATION & INSTALLATION OF ADSS CABLE- EIC - 96F#
1966 | WORK CHANGE ORDER | 630108053 | 0003 | 18.02.2021 | 1662725.02 | 31891028.10 | 33553753.12 | 0436 | FTTx IBD MUMB0436 Shiv Ishwar Bhawan | 3294064 | INSTALLATION 48 F ADSS / FIG 8 CABLE | 1000 | 1,000 | 34 | 34000 | INSTALLATION OF THE AERIAL CABLE (48 F ADSS / FIG 8 ) ALONG WITH THE ACCESSORIES. RATE INCLUDES SURVEY COST AND LOCAL LIASIONING CHARGES.
1967 | WORK CHANGE ORDER | 630108053 | 0003 | 18.02.2021 | 1662725.02 | 31891028.10 | 33553753.12 | 0436 | FTTx IBD MUMB0436 Shiv Ishwar Bhawan | 3294065 | INSTALLATION12F ADSS / FIG 8 CABLE | 1500 | 1,500 | 24 | 36000 | INSTALLATION OF THE AERIAL CABLE (12 F ADSS / FIG 8 ) ALONG WITH THE ACCESSORIES. RATE INCLUDES SURVEY COST AND LOCAL LIASIONING CHARGES.
1968 | WORK CHANGE ORDER | 630108053 | 0003 | 18.02.2021 | 1662725.02 | 31891028.10 | 33553753.12 | 0436 | FTTx IBD MUMB0436 Shiv Ishwar Bhawan | 3294710 | INSTALLATION 6F ADSS / FIG 8 CABLE | 500 | M - Meter | 19 | 9500 | INSTALLATION OF THE AERIAL CABLE (6 F ADSS / FIG 8 ) ALONG WITH THE ACCESSORIES. RATE INCLUDES SURVEY COST AND LOCAL LIASIONING CHARGES. #
1969 | WORK CHANGE ORDER | 630108053 | 0003 | 18.02.2021 | 1662725.02 | 31891028.10 | 33553753.12 | 0436 | FTTx IBD MUMB0436 Shiv Ishwar Bhawan | 3252599 | BLOWING OF 96F | 500 | M - Meter | 15 | 7500 | CHARGES FOR BLOWING OF 96F FIBRE.
1970 | WORK CHANGE ORDER | 630108053 | 0003 | 18.02.2021 | 1662725.02 | 31891028.10 | 33553753.12 | 0436 | FTTx IBD MUMB0436 Shiv Ishwar Bhawan | 3294262 | BLOWING / PULLING-48 F | 700 | M - Meter | 10 | 7000 | PULLING/BLOWING OF OFC- 48 F INCLUDING ALL MATERIALS, LABOUR, TOOLS, TACKLES, ETC.. #
1971 | WORK CHANGE ORDER | 630108053 | 0003 | 18.02.2021 | 1662725.02 | 31891028.10 | 33553753.12 | 0436 | FTTx IBD MUMB0436 Shiv Ishwar Bhawan | 3294264 | BLOWING / PULLING-12 F | 2000 | 2,000 | 7 | 14000 | PULLING/BLOWING OF OFC-12F INCLUDING ALL MATERIALS, LABOUR, TOOLS, TACKLES, ETC.. #
1972 | WORK CHANGE ORDER | 630108053 | 0003 | 18.02.2021 | 1662725.02 | 31891028.10 | 33553753.12 | 0436 | FTTx IBD MUMB0436 Shiv Ishwar Bhawan | 3294265 | BLOWING / PULLING-6 F | 1000 | 1,000 | 5 | 5000 | PULLING/BLOWING OF OFC-6F INCLUDING ALL MATERIALS, LABOUR, TOOLS, TACKLES, ETC.. #
1973 | WORK CHANGE ORDER | 630108053 | 0003 | 18.02.2021 | 1662725.02 | 31891028.10 | 33553753.12 | 0436 | FTTx IBD MUMB0436 Shiv Ishwar Bhawan | 3291570 | INSTLTN OF ACCESS CHAMBER 750X400X500 MM | 2 | 2 EA - each | 2328 | 4656 | INSTALLATION OF ACCESS CHAMBERS - SIZE - 750X400X500 MM DEEP.#INCLUDING COVER & LIFTING OF ACCESS CHAMBER-UPTO 50KMS INCLUDING HANDLING ,#EXCAVATION &
1974 | WORK CHANGE ORDER | 630108053 | 0003 | 18.02.2021 | 1662725.02 | 31891028.10 | 33553753.12 | 0436 | FTTx IBD MUMB0436 Shiv Ishwar Bhawan | 3314518 | INST OF PULLING CHAMBER 400X400X500MM | 10 | 10 EA - each | 970 | 9700 | INSTALLATION OF PULLING CHAMBERS - SIZE - 400X400X500 MM DEEP ; INCLUDING COVER .#EXCAVATION & BACKFILLING OF PITS ETC AS PER DRAWINGS , SPECIFICATIONS#AND AS
1975 | WORK CHANGE ORDER | 630108053 | 0003 | 18.02.2021 | 1662725.02 | 31891028.10 | 33553753.12 | 0436 | FTTx IBD MUMB0436 Shiv Ishwar Bhawan | 3294239 | CHRG;REINST,TRENCH,PCC-1:2:4,GRAVEL 20MM | 1 | 1 M3 - Cubic meter | 5335 | 5335 | CHARGES FOR REINSTATEMENT OF THE TRENCHES / PITS INCLUDING ALL MATERIALS , LABOUR, TOOLS TACKES ETC..BY PCC -1:2:4 GRAVEL SIZE - 20 MM & CURING FOR 7 DAYS. THIS ITEM
1976 | WORK CHANGE ORDER | 630108053 | 0003 | 18.02.2021 | 1662725.02 | 31891028.10 | 33553753.12 | 0436 | FTTx IBD MUMB0436 Shiv Ishwar Bhawan | 3291785 | RSTRTN EXCVTD SURFACE- W/COLD BITUMEN | 10 | 10 M - Meter | 1000 | 10000 | CHARGES FOR RESTORATION OF THE EXCAVATED SURFACES USING THE COLD BITUMEN INCLUDING PROPER COMPACTION ETC. ALL COMPLETE INCLUDING ALL MATERIALS TOOLS TACKLES
1977 | WORK CHANGE ORDER | 630108053 | 0003 | 18.02.2021 | 1662725.02 | 31891028.10 | 33553753.12 | 0436 | FTTx IBD MUMB0436 Shiv Ishwar Bhawan | 3291786 | RSTRTN EXCVTD SURFACES-W/ HOT BITUMEN | 10 | 10 M - Meter | 383 | 3830 | CHARGES FOR RESTORATION OF THE EXCAVATED SURFACES USING THE HOT BITUMEN INCLUDING PROPER COMPACTION ETC. ALL COMPLETE INCLUDING ALL MATERIALS TOOLS TACKLES
1978 | WORK CHANGE ORDER | 630108053 | 0003 | 18.02.2021 | 1662725.02 | 31891028.10 | 33553753.12 | 0436 | FTTx IBD MUMB0436 Shiv Ishwar Bhawan | 3290664 | CHRG F/RESTORATN OF SURF ;W/EXT TILES | 30 | 30 M - Meter | 286 | 8580 | CHARGES FOR RESTORATION OF THE EXCAVATED SURFACES USING THE EXISTING TILES OVER 100 MM THICK CONCRETE BEDDING. THE COST TO INCLUDE THE COST OF THE TILES,
1979 | WORK CHANGE ORDER | 630108053 | 0003 | 18.02.2021 | 1662725.02 | 31891028.10 | 33553753.12 | 0436 | FTTx IBD MUMB0436 Shiv Ishwar Bhawan | 3291784 | RSTRTN EXCVTD SURFACE-W/ PAVER BLOCK | 30 | 30 M - Meter | 631 | 18930 | CHARGES FOR RESTORATION OF THE EXCAVATED SURFACE USING NEW INTER LOCKING PAVER BLOCK OVER 100 MM THICK CONCRETE BEDDING. THE COST TO INCLUDE THE COST OF THE
1980 | WORK CHANGE ORDER | 630108053 | 0003 | 18.02.2021 | 1662725.02 | 31891028.10 | 33553753.12 | 0436 | FTTx IBD MUMB0436 Shiv Ishwar Bhawan | 3291783 | RESTORATION OF EXCV SURFACE-W/KOTA STONE | 10 | 10 M - Meter | 550 | 5500 | CHARGES FOR RESTORATION OF THE EXCAVATED SURFACE USING NEW KOTA STONE OVER 100 MM THICK CONCRETE BEDDING. THE COST TO INCLUDE THE COST OF THE KOTA STONE ,
1981 | WORK CHANGE ORDER | 630108053 | 0003 | 18.02.2021 | 1662725.02 | 31891028.10 | 33553753.12 | 0436 | FTTx IBD MUMB0436 Shiv Ishwar Bhawan | 3290665 | CHRG F/RESTORATN OF SURF ;W/CHEQUED TILE | 30 | 30 M - Meter | 419 | 12570 | CHARGES FOR RESTORATION OF THE EXCAVATED SURFACE USING NEW INTER CHEQUERED TILE OVER 100 MM THICK CONCRETE BEDDING. THE COST TO INCLUDE THE COST OF THE KOTA
1982 | WORK CHANGE ORDER | 630108053 | 0003 | 18.02.2021 | 1662725.02 | 31891028.10 | 33553753.12 | 0436 | FTTx IBD MUMB0436 Shiv Ishwar Bhawan | 3171149 | S/FIXING PVC CONDUIT 25 MM | 1000 | 1,000 | 60 | 60000 | S/FIXING PVC CONDUIT 25MM
1983 | WORK CHANGE ORDER | 630108053 | 0003 | 18.02.2021 | 1662725.02 | 31891028.10 | 33553753.12 | 0436 | FTTx IBD MUMB0436 Shiv Ishwar Bhawan | 3171151 | S/FIXING PVC CONDUIT 40 MM | 600 | M - Meter | 111 | 66600 | S/FIXING PVC CONDUIT 40 MM
1984 | WORK CHANGE ORDER | 630108053 | 0003 | 18.02.2021 | 1662725.02 | 31891028.10 | 33553753.12 | 0436 | FTTx IBD MUMB0436 Shiv Ishwar Bhawan | 3318608 | S&I 25MM PVC CONDUIT USING SCAFFOLDING | 100 | 100M - Meter | 133 | 13300 | SUPPLY AND INSTALLATION OF 25MM OUTER DIA CONDUIT ON EXTERNAL WALL WITH THE HELP OF JHOOLA HOLDING INCLUDING MANPOWER, COUPLERS, BENDS, TEES, SADDLES, CLAMPS,
1985 | WORK CHANGE ORDER | 630108053 | 0003 | 18.02.2021 | 1662725.02 | 31891028.10 | 33553753.12 | 0436 | FTTx IBD MUMB0436 Shiv Ishwar Bhawan | 3318609 | S&I 40MM PVC CONDUIT USING SCAFFOLDING | 100 | 100M - Meter | 188 | 18800 | SUPPLY AND INSTALLATION OF 40MM OUTER DIA CONDUIT ON EXTERNAL WALL WITH THE HELP OF JHOOLA HOLDING INCLUDING MANPOWER, COUPLERS, BENDS, TEES, SADDLES, CLAMPS,
1986 | WORK CHANGE ORDER | 630108053 | 0003 | 18.02.2021 | 1662725.02 | 31891028.10 | 33553753.12 | 0436 | FTTx IBD MUMB0436 Shiv Ishwar Bhawan | 3206508 | SUP&LAY FLEX PVC CONDUIT DIA 25MM | 200 | M - Meter | 71 | 14200 | Supplying and laying of following sizes of flexible PVC conduit along with conduit accessories complete as required.
1987 | WORK CHANGE ORDER | 630108053 | 0003 | 18.02.2021 | 1662725.02 | 31891028.10 | 33553753.12 | 0436 | FTTx IBD MUMB0436 Shiv Ishwar Bhawan | 3206510 | SUP&LAY FLEX PVC CONDUIT DIA 40MM | 150 | M - Meter | 116 | 17400 | Supplying and laying of following sizes of flexible PVC conduit along with conduit
1988 | WORK CHANGE ORDER | 630108053 | 0003 | 18.02.2021 | 1662725.02 | 31891028.10 | 33553753.12 | 0436 | FTTx IBD MUMB0436 Shiv Ishwar Bhawan | 3318971 | S&I 25MM FLEXI PVC CONDUIT W/SCAFFOLDING | 100 | 100M - Meter | 144 | 14400 | SUPPLY AND INSTALLATION OF 25MM DIA REINFORCED FLEXIBLE CONDUIT ON EXTERNAL WALL WITH THE HELP OF JHOOLA HOLDING INCLUDING MANPOWER, COUPLERS, BENDS, TEES,
1989 | WORK CHANGE ORDER | 630108053 | 0003 | 18.02.2021 | 1662725.02 | 31891028.10 | 33553753.12 | 0436 | FTTx IBD MUMB0436 Shiv Ishwar Bhawan | 3318972 | S&I 40MM FLEXI PVC CONDUIT W/SCAFFOLDING | 100 | 100M - Meter | 194 | 19400 | SUPPLY AND INSTALLATION OF 40MM DIA REINFORCED FLEXIBLE CONDUIT ON EXTERNAL WALL WITH THE HELP OF JHOOLA HOLDING INCLUDING MANPOWER, COUPLERS, BENDS, TEES,
1990 | WORK CHANGE ORDER | 630108053 | 0003 | 18.02.2021 | 1662725.02 | 31891028.10 | 33553753.12 | 0436 | FTTx IBD MUMB0436 Shiv Ishwar Bhawan | 3319687 | P&F PVC JUNCTION BOX 40MM,4-WAY | 150 | EA - each | 30 | 4500 | CHARGES FOR SUPPLYING AND FIXING OF PVC JUNCTION BOX 40MM,FOUR WAY IN REQUIRED POSITION ALONG THE LINE OF PVC CONDUIT#
1991 | WORK CHANGE ORDER | 630108053 | 0003 | 18.02.2021 | 1662725.02 | 31891028.10 | 33553753.12 | 0436 | FTTx IBD MUMB0436 Shiv Ishwar Bhawan | 3319688 | P&F PVC JUNCTION BOX 40MM,3-WAY | 150 | EA - each | 30 | 4500 | CHARGES FOR SUPPLYING AND FIXING OF PVC JUNCTION BOX 40MM,THREE WAY IN REQUIRED POSITION ALONG THE LINE OF PVC CONDUIT#
1992 | WORK CHANGE ORDER | 630108053 | 0003 | 18.02.2021 | 1662725.02 | 31891028.10 | 33553753.12 | 0436 | FTTx IBD MUMB0436 Shiv Ishwar Bhawan | 3192918 | CHRG:S/F:PVC JUNCTION BOX 25MM,4-WAY | 150 | 150EA - each | 19 | 2850 | CHARGES FOR SUPPLYING AND FIXING OF PVC JUNCTION BOX
1993 | WORK CHANGE ORDER | 630108053 | 0003 | 18.02.2021 | 1662725.02 | 31891028.10 | 33553753.12 | 0436 | FTTx IBD MUMB0436 Shiv Ishwar Bhawan | 3192917 | CHRG:S/F:PVC JUNCTION BOX 25MM,3-WAY | 150 | 150EA - each | 19 | 2850 | CHARGES FOR SUPPLYING AND FIXING OF PVC JUNCTION BOX
1994 | WORK CHANGE ORDER | 630108053 | 0003 | 18.02.2021 | 1662725.02 | 31891028.10 | 33553753.12 | 0436 | FTTx IBD MUMB0436 Shiv Ishwar Bhawan | 3259755 | INSTALLATION OF FDC | 15 | EA - each | 49 | 735 | Installation of Fibre Distribution Cabinet
1995 | WORK CHANGE ORDER | 630108053 | 0003 | 18.02.2021 | 1662725.02 | 31891028.10 | 33553753.12 | 0436 | FTTx IBD MUMB0436 Shiv Ishwar Bhawan | 3294022 | INSTALLATION OF FAT (WALL/POLE MOUNTED) | 50 | 50 EA - each | 49 | 2450 | INSTALLATION OF FIBRE ACCESS TERMINAL (WALL/POLE MOUNTED)#
1996 | WORK CHANGE ORDER | 630108053 | 0003 | 18.02.2021 | 1662725.02 | 31891028.10 | 33553753.12 | 0436 | FTTx IBD MUMB0436 Shiv Ishwar Bhawan | 3293902 | INSTALLATION LEVEL 1 ( S1 ) SPLITTER | 20 | EA - each | 49 | 980 | INSTALLATION OF FREE ISSUED SPLITTER AT SUGGESTED LOCATION INCLUDING ALL MANPOWER, TOOLS TACKLES, HARDWARES ETC. COMPLETE AS PER THE DRG AND DIRECTION OF
1997 | WORK CHANGE ORDER | 630108053 | 0003 | 18.02.2021 | 1662725.02 | 31891028.10 | 33553753.12 | 0436 | FTTx IBD MUMB0436 Shiv Ishwar Bhawan | 3293903 | INSTALLATION LEVEL 2 ( S2 ) SPLITTER | 160 | EA - each | 49 | 7840 | INSTALLATION OF FREE ISSUED SPLITTER AT SUGGESTED LOCATION INCLUDING ALL MANPOWER, TOOLS TACKLES, HARDWARES ETC. COMPLETE AS PER THE DRG AND DIRECTION OF
1998 | WORK CHANGE ORDER | 630108053 | 0003 | 18.02.2021 | 1662725.02 | 31891028.10 | 33553753.12 | 0436 | FTTx IBD MUMB0436 Shiv Ishwar Bhawan | 3252601 | SPLICING,JOINTING & TERMINATION-48F | 500 | 500.000 NOS - No. | 112 | 56000 | CHARGES FOR SPLICING,JOINTING & TERMINATION OF 48F FIBRE.
1999 | WORK CHANGE ORDER | 630108053 | 0003 | 18.02.2021 | 1662725.02 | 31891028.10 | 33553753.12 | 0436 | FTTx IBD MUMB0436 Shiv Ishwar Bhawan | 3252602 | SPLICING,JOINTING & TERMINATION-96F | 192 | 192.000 NOS - No. | 112 | 21504 | CHARGES FOR SPLICING,JOINTING & TERMINATION OF 96F FIBRE.
2000 | WORK CHANGE ORDER | 630108053 | 0003 | 18.02.2021 | 1662725.02 | 31891028.10 | 33553753.12 | 0436 | FTTx IBD MUMB0436 Shiv Ishwar Bhawan | 3300512 | SPLICING & TERM OFC,FIXED COST/DAY | 10 | EA - each | 2425 | 24250 | OFC SPLICING&TERMINATION-FIXED COST/DAY#JOB INVOLVES: 1) SPLICING & TERMINATION OF OFC CABLE AS DIRECTED
2001 | WORK CHANGE ORDER | 630108053 | 0003 | 18.02.2021 | 1662725.02 | 31891028.10 | 33553753.12 | 0436 | FTTx IBD MUMB0436 Shiv Ishwar Bhawan | 3098777 | A11102-SELF ADHESIVE LABELS | 400 | 400.000 | 10 | 4000 | 420
2002 | WORK CHANGE ORDER | 630108053 | 0003 | 18.02.2021 | 1662725.02 | 31891028.10 | 33553753.12 | 0436 | FTTx IBD MUMB0436 Shiv Ishwar Bhawan | 3295194 | PREPARATION OF AS BUILT DRAWINGS SBP | 15 | 15 EA - each | 194 | 2910 | AS-BUILT DRAWING FOR ALL WORKS PERFORMED AS PER SCOPE
2003 | WORK CHANGE ORDER | 630108053 | 0003 | 18.02.2021 | 1662725.02 | 31891028.10 | 33553753.12 | 0436 | FTTx IBD MUMB0436 Shiv Ishwar Bhawan | 3111341 | DISPOSAL OF WASTE MATERIALS DEBRIS ETC. | 15 | 15.000 NOS - No. | 679 | 10185 | Collection & disposal of various kinds of unwanted materials / debris
2004 | WORK CHANGE ORDER | 630108053 | 0003 | 18.02.2021 | 1662725.02 | 31891028.10 | 33553753.12 | 0436 | FTTx IBD MUMB0436 Shiv Ishwar Bhawan | 3295891 | MATERIAL STORAGE & SECONDARY TRNSPT | 15 | 15 EA - each | 485 | 7275 | STORAGE AND SECONDARY TRANSPORTATION OF FIM MATERIAL TO BUILDINGS, TO BE CALCULATED PER BUILDING#
2005 | WORK CHANGE ORDER | 630108053 | 0003 | 18.02.2021 | 1662725.02 | 31891028.10 | 33553753.12 | 0436 | FTTx IBD MUMB0436 Shiv Ishwar Bhawan | 3295897 | CHRG: PRE EXECUTION BUILDING SURVEY | 15 | 15 EA - each | 290 | 4350 | PRE EXECUTION BUILDING SURVEY:#THIS IS BUILDING SURVEY BEFORE DEPLOYMENT INSIDE BUILDING DEPLOYMENT/CONSTRUCTION INCLUDES LAYING OF CONDUITS AND OTHER ODN
2006 | WORK CHANGE ORDER | 630108053 | 0003 | 18.02.2021 | 1662725.02 | 31891028.10 | 33553753.12 | 0436 | FTTx IBD MUMB0436 Shiv Ishwar Bhawan | 3318382 | CHRG DRILLING OF HOLE 25MM IN BRICK WALL | 50 | 50 EA - each | 82 | 4100 | CHARGES FOR DRILLING HOLES OF DIAMETER 25MM IN BRICK WALL WITH PROPER DRILL MACHINE AND REINSTATEMENT AFTER CONDUITING TO ENSURE WATER PROOFING OF HOLE.#
2007 | WORK CHANGE ORDER | 630108053 | 0003 | 18.02.2021 | 1662725.02 | 31891028.10 | 33553753.12 | 0436 | FTTx IBD MUMB0436 Shiv Ishwar Bhawan | 3318381 | CHRG DRILLING OF HOLE 40MM IN BRICK WALL | 50 | 50 EA - each | 131 | 6550 | CHARGES FOR DRILLING HOLES OF DIAMETER 40MM IN BRICK WALL WITH PROPER DRILL MACHINE AND REINSTATEMENT AFTER CONDUITING TO ENSURE WATER PROOFING OF HOLE.#
2008 | WORK CHANGE ORDER | 630108053 | 0003 | 18.02.2021 | 1662725.02 | 31891028.10 | 33553753.12 | 0436 | FTTx IBD MUMB0436 Shiv Ishwar Bhawan | 3318200 | CHRG DRILLING OF HOLE 25MM DIA IN RCC | 50 | 50 EA - each | 131 | 6550 | CHARGES FOR DRILLING HOLES OF DIAMETER 25MM IN RCC WITH PROPER DRILL MACHINE AND REINSTATEMENT AFTER CONDUITING TO ENSURE WATER PROOFING OF HOLE.#
2009 | WORK CHANGE ORDER | 630108053 | 0003 | 18.02.2021 | 1662725.02 | 31891028.10 | 33553753.12 | 0436 | FTTx IBD MUMB0436 Shiv Ishwar Bhawan | 3297469 | CHRG:DRILLING OF HOLE 40MM DIA IN RCC | 50 | 50 EA - each | 165 | 8250 | CHARGES FOR DRILLING HOLES OF DIAMETER ~40MM IN RCC WITH PROPER DRILL MACHINE AND REINSTATEMENT AFTER CONDUITING TO ENSURE WATER PROOFING OF HOLE.
2010 | WORK CHANGE ORDER | 630108053 | 0003 | 18.02.2021 | 1662725.02 | 31891028.10 | 33553753.12 | 0436 | FTTx IBD MUMB0436 Shiv Ishwar Bhawan | 3319692 | S&I SIMPLEX PLUG,F/40MM HDPE DUCT | 60 | EA - each | 49 | 2940 | CHARGES FOR SUPPLYING AND FIXING OF SIMPLEX PLUG FOR 40 MM HDPE DUCT#
2011 | WORK CHANGE ORDER | 630108053 | 0003 | 18.02.2021 | 1662725.02 | 31891028.10 | 33553753.12 | 0419 | FTTx IBD MUMB0419 Keshav Bhawan | 3293883 | CHRG;SHALLOW TRENCH 40 OR 48MM 7WAY DUCT | 50 | 50 M - Meter | 160 | 8000 | EXCAVATION OF SHALLOW TRENCHES MANUALLY/CHIPPING/SLITTING UPTO A DEPTH OF 300 MM, WIDE UP TO 100 MM IN ASPHALT / CONCRETE / TILED SURFACE, LAYING 1 X 40 MM / 1 X 7
2012 | WORK CHANGE ORDER | 630108053 | 0003 | 18.02.2021 | 1662725.02 | 31891028.10 | 33553753.12 | 0419 | FTTx IBD MUMB0419 Keshav Bhawan | 3314515 | CHRG:SHALLOW TREN 40MM DUCT W/2 NOS | 50 | 50 M - Meter | 160 | 8000 | EXCAVATION OF SHALLOW TRENCHES MANUALLY/CHIPPING/SLITTING IN ASPHALT / CONCRETE / TILED SURFACE, LAYING 2 NOS 40 MM DUCT AND FILLING THE COMPLETE DEPTH, INCLUDING
2013 | WORK CHANGE ORDER | 630108053 | 0003 | 18.02.2021 | 1662725.02 | 31891028.10 | 33553753.12 | 0419 | FTTx IBD MUMB0419 Keshav Bhawan | 3293878 | CHRG;CLAMPING-1X40MM/1X7WAY MICRO DUCT | 100 | 100M - Meter | 49 | 4900 | CLAMPING OF THE DUCTS 1 X 40 MM / 1 X 7 WAY MICRO DUCT ( 48 MM OD ) ALONG THE WALL WITH THE HELP OF CLAMPING AT EVERY 1 M C/C#
2014 | WORK CHANGE ORDER | 630108053 | 0003 | 18.02.2021 | 1662725.02 | 31891028.10 | 33553753.12 | 0419 | FTTx IBD MUMB0419 Keshav Bhawan | 3292713 | CHRGS FOR TRANS&INST OF ADSS CABLE-96F | 500 | 500M - Meter | 40 | 20000 | CHARGES FOR TRANSPORTATION & INSTALLATION OF ADSS CABLE- EIC - 96F#
2015 | WORK CHANGE ORDER | 630108053 | 0003 | 18.02.2021 | 1662725.02 | 31891028.10 | 33553753.12 | 0419 | FTTx IBD MUMB0419 Keshav Bhawan | 3294064 | INSTALLATION 48 F ADSS / FIG 8 CABLE | 1000 | 1,000 | 34 | 34000 | INSTALLATION OF THE AERIAL CABLE (48 F ADSS / FIG 8 ) ALONG WITH THE ACCESSORIES. RATE INCLUDES SURVEY COST AND LOCAL LIASIONING CHARGES.
2016 | WORK CHANGE ORDER | 630108053 | 0003 | 18.02.2021 | 1662725.02 | 31891028.10 | 33553753.12 | 0419 | FTTx IBD MUMB0419 Keshav Bhawan | 3294065 | INSTALLATION12F ADSS / FIG 8 CABLE | 1500 | 1,500 | 24 | 36000 | INSTALLATION OF THE AERIAL CABLE (12 F ADSS / FIG 8 ) ALONG WITH THE ACCESSORIES. RATE INCLUDES SURVEY COST AND LOCAL LIASIONING CHARGES.
2017 | WORK CHANGE ORDER | 630108053 | 0003 | 18.02.2021 | 1662725.02 | 31891028.10 | 33553753.12 | 0419 | FTTx IBD MUMB0419 Keshav Bhawan | 3294710 | INSTALLATION 6F ADSS / FIG 8 CABLE | 500 | M - Meter | 19 | 9500 | INSTALLATION OF THE AERIAL CABLE (6 F ADSS / FIG 8 ) ALONG WITH THE ACCESSORIES. RATE INCLUDES SURVEY COST AND LOCAL LIASIONING CHARGES. #
2018 | WORK CHANGE ORDER | 630108053 | 0003 | 18.02.2021 | 1662725.02 | 31891028.10 | 33553753.12 | 0419 | FTTx IBD MUMB0419 Keshav Bhawan | 3252599 | BLOWING OF 96F | 500 | M - Meter | 15 | 7500 | CHARGES FOR BLOWING OF 96F FIBRE.
2019 | WORK CHANGE ORDER | 630108053 | 0003 | 18.02.2021 | 1662725.02 | 31891028.10 | 33553753.12 | 0419 | FTTx IBD MUMB0419 Keshav Bhawan | 3294262 | BLOWING / PULLING-48 F | 700 | M - Meter | 10 | 7000 | PULLING/BLOWING OF OFC- 48 F INCLUDING ALL MATERIALS, LABOUR, TOOLS, TACKLES, ETC.. #
2020 | WORK CHANGE ORDER | 630108053 | 0003 | 18.02.2021 | 1662725.02 | 31891028.10 | 33553753.12 | 0419 | FTTx IBD MUMB0419 Keshav Bhawan | 3294264 | BLOWING / PULLING-12 F | 2000 | 2,000 | 7 | 14000 | PULLING/BLOWING OF OFC-12F INCLUDING ALL MATERIALS, LABOUR, TOOLS, TACKLES, ETC.. #
2021 | WORK CHANGE ORDER | 630108053 | 0003 | 18.02.2021 | 1662725.02 | 31891028.10 | 33553753.12 | 0419 | FTTx IBD MUMB0419 Keshav Bhawan | 3294265 | BLOWING / PULLING-6 F | 1000 | 1,000 | 5 | 5000 | PULLING/BLOWING OF OFC-6F INCLUDING ALL MATERIALS, LABOUR, TOOLS, TACKLES, ETC.. #
2022 | WORK CHANGE ORDER | 630108053 | 0003 | 18.02.2021 | 1662725.02 | 31891028.10 | 33553753.12 | 0419 | FTTx IBD MUMB0419 Keshav Bhawan | 3291570 | INSTLTN OF ACCESS CHAMBER 750X400X500 MM | 2 | 2 EA - each | 2328 | 4656 | INSTALLATION OF ACCESS CHAMBERS - SIZE - 750X400X500 MM DEEP.#INCLUDING COVER & LIFTING OF ACCESS CHAMBER-UPTO 50KMS INCLUDING HANDLING ,#EXCAVATION &
2023 | WORK CHANGE ORDER | 630108053 | 0003 | 18.02.2021 | 1662725.02 | 31891028.10 | 33553753.12 | 0419 | FTTx IBD MUMB0419 Keshav Bhawan | 3314518 | INST OF PULLING CHAMBER 400X400X500MM | 10 | 10 EA - each | 970 | 9700 | INSTALLATION OF PULLING CHAMBERS - SIZE - 400X400X500 MM DEEP ; INCLUDING COVER .#EXCAVATION & BACKFILLING OF PITS ETC AS PER DRAWINGS , SPECIFICATIONS#AND AS
2024 | WORK CHANGE ORDER | 630108053 | 0003 | 18.02.2021 | 1662725.02 | 31891028.10 | 33553753.12 | 0419 | FTTx IBD MUMB0419 Keshav Bhawan | 3294239 | CHRG;REINST,TRENCH,PCC-1:2:4,GRAVEL 20MM | 2 | 2 M3 - Cubic meter | 5335 | 10670 | CHARGES FOR REINSTATEMENT OF THE TRENCHES / PITS INCLUDING ALL MATERIALS , LABOUR, TOOLS TACKES ETC..BY PCC -1:2:4 GRAVEL SIZE - 20 MM & CURING FOR 7 DAYS. THIS ITEM
2025 | WORK CHANGE ORDER | 630108053 | 0003 | 18.02.2021 | 1662725.02 | 31891028.10 | 33553753.12 | 0419 | FTTx IBD MUMB0419 Keshav Bhawan | 3291785 | RSTRTN EXCVTD SURFACE- W/COLD BITUMEN | 10 | 10 M - Meter | 1000 | 10000 | CHARGES FOR RESTORATION OF THE EXCAVATED SURFACES USING THE COLD BITUMEN INCLUDING PROPER COMPACTION ETC. ALL COMPLETE INCLUDING ALL MATERIALS TOOLS TACKLES
2026 | WORK CHANGE ORDER | 630108053 | 0003 | 18.02.2021 | 1662725.02 | 31891028.10 | 33553753.12 | 0419 | FTTx IBD MUMB0419 Keshav Bhawan | 3291786 | RSTRTN EXCVTD SURFACES-W/ HOT BITUMEN | 10 | 10 M - Meter | 383 | 3830 | CHARGES FOR RESTORATION OF THE EXCAVATED SURFACES USING THE HOT BITUMEN INCLUDING PROPER COMPACTION ETC. ALL COMPLETE INCLUDING ALL MATERIALS TOOLS TACKLES
2027 | WORK CHANGE ORDER | 630108053 | 0003 | 18.02.2021 | 1662725.02 | 31891028.10 | 33553753.12 | 0419 | FTTx IBD MUMB0419 Keshav Bhawan | 3290664 | CHRG F/RESTORATN OF SURF ;W/EXT TILES | 30 | 30 M - Meter | 286 | 8580 | CHARGES FOR RESTORATION OF THE EXCAVATED SURFACES USING THE EXISTING TILES OVER 100 MM THICK CONCRETE BEDDING. THE COST TO INCLUDE THE COST OF THE TILES,
2028 | WORK CHANGE ORDER | 630108053 | 0003 | 18.02.2021 | 1662725.02 | 31891028.10 | 33553753.12 | 0419 | FTTx IBD MUMB0419 Keshav Bhawan | 3291784 | RSTRTN EXCVTD SURFACE-W/ PAVER BLOCK | 30 | 30 M - Meter | 631 | 18930 | CHARGES FOR RESTORATION OF THE EXCAVATED SURFACE USING NEW INTER LOCKING PAVER BLOCK OVER 100 MM THICK CONCRETE BEDDING. THE COST TO INCLUDE THE COST OF THE
2029 | WORK CHANGE ORDER | 630108053 | 0003 | 18.02.2021 | 1662725.02 | 31891028.10 | 33553753.12 | 0419 | FTTx IBD MUMB0419 Keshav Bhawan | 3291783 | RESTORATION OF EXCV SURFACE-W/KOTA STONE | 10 | 10 M - Meter | 550 | 5500 | CHARGES FOR RESTORATION OF THE EXCAVATED SURFACE USING NEW KOTA STONE OVER 100 MM THICK CONCRETE BEDDING. THE COST TO INCLUDE THE COST OF THE KOTA STONE ,
2030 | WORK CHANGE ORDER | 630108053 | 0003 | 18.02.2021 | 1662725.02 | 31891028.10 | 33553753.12 | 0419 | FTTx IBD MUMB0419 Keshav Bhawan | 3290665 | CHRG F/RESTORATN OF SURF ;W/CHEQUED TILE | 30 | 30 M - Meter | 419 | 12570 | CHARGES FOR RESTORATION OF THE EXCAVATED SURFACE USING NEW INTER CHEQUERED TILE OVER 100 MM THICK CONCRETE BEDDING. THE COST TO INCLUDE THE COST OF THE KOTA
2031 | WORK CHANGE ORDER | 630108053 | 0003 | 18.02.2021 | 1662725.02 | 31891028.10 | 33553753.12 | 0419 | FTTx IBD MUMB0419 Keshav Bhawan | 3171149 | S/FIXING PVC CONDUIT 25 MM | 1000 | 1,000 | 60 | 60000 | S/FIXING PVC CONDUIT 25MM
2032 | WORK CHANGE ORDER | 630108053 | 0003 | 18.02.2021 | 1662725.02 | 31891028.10 | 33553753.12 | 0419 | FTTx IBD MUMB0419 Keshav Bhawan | 3171151 | S/FIXING PVC CONDUIT 40 MM | 600 | M - Meter | 111 | 66600 | S/FIXING PVC CONDUIT 40 MM
2033 | WORK CHANGE ORDER | 630108053 | 0003 | 18.02.2021 | 1662725.02 | 31891028.10 | 33553753.12 | 0419 | FTTx IBD MUMB0419 Keshav Bhawan | 3318608 | S&I 25MM PVC CONDUIT USING SCAFFOLDING | 100 | 100M - Meter | 133 | 13300 | SUPPLY AND INSTALLATION OF 25MM OUTER DIA CONDUIT ON EXTERNAL WALL WITH THE HELP OF JHOOLA HOLDING INCLUDING MANPOWER, COUPLERS, BENDS, TEES, SADDLES, CLAMPS,
2034 | WORK CHANGE ORDER | 630108053 | 0003 | 18.02.2021 | 1662725.02 | 31891028.10 | 33553753.12 | 0419 | FTTx IBD MUMB0419 Keshav Bhawan | 3318609 | S&I 40MM PVC CONDUIT USING SCAFFOLDING | 100 | 100M - Meter | 188 | 18800 | SUPPLY AND INSTALLATION OF 40MM OUTER DIA CONDUIT ON EXTERNAL WALL WITH THE HELP OF JHOOLA HOLDING INCLUDING MANPOWER, COUPLERS, BENDS, TEES, SADDLES, CLAMPS,
2035 | WORK CHANGE ORDER | 630108053 | 0003 | 18.02.2021 | 1662725.02 | 31891028.10 | 33553753.12 | 0419 | FTTx IBD MUMB0419 Keshav Bhawan | 3206508 | SUP&LAY FLEX PVC CONDUIT DIA 25MM | 200 | M - Meter | 71 | 14200 | Supplying and laying of following sizes of flexible PVC conduit along with conduit accessories complete as required.
2036 | WORK CHANGE ORDER | 630108053 | 0003 | 18.02.2021 | 1662725.02 | 31891028.10 | 33553753.12 | 0419 | FTTx IBD MUMB0419 Keshav Bhawan | 3206510 | SUP&LAY FLEX PVC CONDUIT DIA 40MM | 150 | M - Meter | 116 | 17400 | Supplying and laying of following sizes of flexible PVC conduit along with conduit
2037 | WORK CHANGE ORDER | 630108053 | 0003 | 18.02.2021 | 1662725.02 | 31891028.10 | 33553753.12 | 0419 | FTTx IBD MUMB0419 Keshav Bhawan | 3318971 | S&I 25MM FLEXI PVC CONDUIT W/SCAFFOLDING | 100 | 100M - Meter | 144 | 14400 | SUPPLY AND INSTALLATION OF 25MM DIA REINFORCED FLEXIBLE CONDUIT ON EXTERNAL WALL WITH THE HELP OF JHOOLA HOLDING INCLUDING MANPOWER, COUPLERS, BENDS, TEES,
2038 | WORK CHANGE ORDER | 630108053 | 0003 | 18.02.2021 | 1662725.02 | 31891028.10 | 33553753.12 | 0419 | FTTx IBD MUMB0419 Keshav Bhawan | 3318972 | S&I 40MM FLEXI PVC CONDUIT W/SCAFFOLDING | 100 | 100M - Meter | 194 | 19400 | SUPPLY AND INSTALLATION OF 40MM DIA REINFORCED FLEXIBLE CONDUIT ON EXTERNAL WALL WITH THE HELP OF JHOOLA HOLDING INCLUDING MANPOWER, COUPLERS, BENDS, TEES,
2039 | WORK CHANGE ORDER | 630108053 | 0003 | 18.02.2021 | 1662725.02 | 31891028.10 | 33553753.12 | 0419 | FTTx IBD MUMB0419 Keshav Bhawan | 3319687 | P&F PVC JUNCTION BOX 40MM,4-WAY | 150 | EA - each | 30 | 4500 | CHARGES FOR SUPPLYING AND FIXING OF PVC JUNCTION BOX 40MM,FOUR WAY IN REQUIRED POSITION ALONG THE LINE OF PVC CONDUIT#
2040 | WORK CHANGE ORDER | 630108053 | 0003 | 18.02.2021 | 1662725.02 | 31891028.10 | 33553753.12 | 0419 | FTTx IBD MUMB0419 Keshav Bhawan | 3319688 | P&F PVC JUNCTION BOX 40MM,3-WAY | 150 | EA - each | 30 | 4500 | CHARGES FOR SUPPLYING AND FIXING OF PVC JUNCTION BOX 40MM,THREE WAY IN REQUIRED POSITION ALONG THE LINE OF PVC CONDUIT#
2041 | WORK CHANGE ORDER | 630108053 | 0003 | 18.02.2021 | 1662725.02 | 31891028.10 | 33553753.12 | 0419 | FTTx IBD MUMB0419 Keshav Bhawan | 3192918 | CHRG:S/F:PVC JUNCTION BOX 25MM,4-WAY | 150 | 150EA - each | 19 | 2850 | CHARGES FOR SUPPLYING AND FIXING OF PVC JUNCTION BOX
2042 | WORK CHANGE ORDER | 630108053 | 0003 | 18.02.2021 | 1662725.02 | 31891028.10 | 33553753.12 | 0419 | FTTx IBD MUMB0419 Keshav Bhawan | 3192917 | CHRG:S/F:PVC JUNCTION BOX 25MM,3-WAY | 150 | 150EA - each | 19 | 2850 | CHARGES FOR SUPPLYING AND FIXING OF PVC JUNCTION BOX
2043 | WORK CHANGE ORDER | 630108053 | 0003 | 18.02.2021 | 1662725.02 | 31891028.10 | 33553753.12 | 0419 | FTTx IBD MUMB0419 Keshav Bhawan | 3259755 | INSTALLATION OF FDC | 15 | EA - each | 49 | 735 | Installation of Fibre Distribution Cabinet
2044 | WORK CHANGE ORDER | 630108053 | 0003 | 18.02.2021 | 1662725.02 | 31891028.10 | 33553753.12 | 0419 | FTTx IBD MUMB0419 Keshav Bhawan | 3294022 | INSTALLATION OF FAT (WALL/POLE MOUNTED) | 50 | 50 EA - each | 49 | 2450 | INSTALLATION OF FIBRE ACCESS TERMINAL (WALL/POLE MOUNTED)#
2045 | WORK CHANGE ORDER | 630108053 | 0003 | 18.02.2021 | 1662725.02 | 31891028.10 | 33553753.12 | 0419 | FTTx IBD MUMB0419 Keshav Bhawan | 3293902 | INSTALLATION LEVEL 1 ( S1 ) SPLITTER | 20 | EA - each | 49 | 980 | INSTALLATION OF FREE ISSUED SPLITTER AT SUGGESTED LOCATION INCLUDING ALL MANPOWER, TOOLS TACKLES, HARDWARES ETC. COMPLETE AS PER THE DRG AND DIRECTION OF
2046 | WORK CHANGE ORDER | 630108053 | 0003 | 18.02.2021 | 1662725.02 | 31891028.10 | 33553753.12 | 0419 | FTTx IBD MUMB0419 Keshav Bhawan | 3293903 | INSTALLATION LEVEL 2 ( S2 ) SPLITTER | 160 | EA - each | 49 | 7840 | INSTALLATION OF FREE ISSUED SPLITTER AT SUGGESTED LOCATION INCLUDING ALL MANPOWER, TOOLS TACKLES, HARDWARES ETC. COMPLETE AS PER THE DRG AND DIRECTION OF
2047 | WORK CHANGE ORDER | 630108053 | 0003 | 18.02.2021 | 1662725.02 | 31891028.10 | 33553753.12 | 0419 | FTTx IBD MUMB0419 Keshav Bhawan | 3252601 | SPLICING,JOINTING & TERMINATION-48F | 500 | 500.000 NOS - No. | 112 | 56000 | CHARGES FOR SPLICING,JOINTING & TERMINATION OF 48F FIBRE.
2048 | WORK CHANGE ORDER | 630108053 | 0003 | 18.02.2021 | 1662725.02 | 31891028.10 | 33553753.12 | 0419 | FTTx IBD MUMB0419 Keshav Bhawan | 3252602 | SPLICING,JOINTING & TERMINATION-96F | 192 | 192.000 NOS - No. | 112 | 21504 | CHARGES FOR SPLICING,JOINTING & TERMINATION OF 96F FIBRE.
2049 | WORK CHANGE ORDER | 630108053 | 0003 | 18.02.2021 | 1662725.02 | 31891028.10 | 33553753.12 | 0419 | FTTx IBD MUMB0419 Keshav Bhawan | 3300512 | SPLICING & TERM OFC,FIXED COST/DAY | 10 | EA - each | 2425 | 24250 | OFC SPLICING&TERMINATION-FIXED COST/DAY#JOB INVOLVES: 1) SPLICING & TERMINATION OF OFC CABLE AS DIRECTED BY EIC. 2) ALL TOOLS AND TACKLES, PPES, CONSUMABLES ARE IN
2050 | WORK CHANGE ORDER | 630108053 | 0003 | 18.02.2021 | 1662725.02 | 31891028.10 | 33553753.12 | 0419 | FTTx IBD MUMB0419 Keshav Bhawan | 3098777 | A11102-SELF ADHESIVE LABELS | 400 | 400.000 | 10 | 4000 | 420
2051 | WORK CHANGE ORDER | 630108053 | 0003 | 18.02.2021 | 1662725.02 | 31891028.10 | 33553753.12 | 0419 | FTTx IBD MUMB0419 Keshav Bhawan | 3295194 | PREPARATION OF AS BUILT DRAWINGS SBP | 15 | 15 EA - each | 194 | 2910 | AS-BUILT DRAWING FOR ALL WORKS PERFORMED AS PER SCOPE
2052 | WORK CHANGE ORDER | 630108053 | 0003 | 18.02.2021 | 1662725.02 | 31891028.10 | 33553753.12 | 0419 | FTTx IBD MUMB0419 Keshav Bhawan | 3111341 | DISPOSAL OF WASTE MATERIALS DEBRIS ETC. | 15 | 15.000 NOS - No. | 679 | 10185 | Collection & disposal of various kinds of unwanted materials / debris
2053 | WORK CHANGE ORDER | 630108053 | 0003 | 18.02.2021 | 1662725.02 | 31891028.10 | 33553753.12 | 0419 | FTTx IBD MUMB0419 Keshav Bhawan | 3295891 | MATERIAL STORAGE & SECONDARY TRNSPT | 15 | 15 EA - each | 485 | 7275 | STORAGE AND SECONDARY TRANSPORTATION OF FIM MATERIAL TO BUILDINGS, TO BE CALCULATED PER BUILDING#
2054 | WORK CHANGE ORDER | 630108053 | 0003 | 18.02.2021 | 1662725.02 | 31891028.10 | 33553753.12 | 0419 | FTTx IBD MUMB0419 Keshav Bhawan | 3295897 | CHRG: PRE EXECUTION BUILDING SURVEY | 15 | 15 EA - each | 290 | 4350 | PRE EXECUTION BUILDING SURVEY:#THIS IS BUILDING SURVEY BEFORE DEPLOYMENT INSIDE BUILDING DEPLOYMENT/CONSTRUCTION INCLUDES LAYING OF CONDUITS AND OTHER ODN
2055 | WORK CHANGE ORDER | 630108053 | 0003 | 18.02.2021 | 1662725.02 | 31891028.10 | 33553753.12 | 0419 | FTTx IBD MUMB0419 Keshav Bhawan | 3318382 | CHRG DRILLING OF HOLE 25MM IN BRICK WALL | 50 | 50 EA - each | 82 | 4100 | CHARGES FOR DRILLING HOLES OF DIAMETER 25MM IN BRICK WALL WITH PROPER DRILL MACHINE AND REINSTATEMENT AFTER CONDUITING TO ENSURE WATER PROOFING OF HOLE.#
2056 | WORK CHANGE ORDER | 630108053 | 0003 | 18.02.2021 | 1662725.02 | 31891028.10 | 33553753.12 | 0419 | FTTx IBD MUMB0419 Keshav Bhawan | 3318381 | CHRG DRILLING OF HOLE 40MM IN BRICK WALL | 50 | 50 EA - each | 131 | 6550 | CHARGES FOR DRILLING HOLES OF DIAMETER 40MM IN BRICK WALL WITH PROPER DRILL MACHINE AND REINSTATEMENT AFTER CONDUITING TO ENSURE WATER PROOFING OF HOLE.#
2057 | WORK CHANGE ORDER | 630108053 | 0003 | 18.02.2021 | 1662725.02 | 31891028.10 | 33553753.12 | 0419 | FTTx IBD MUMB0419 Keshav Bhawan | 3318200 | CHRG DRILLING OF HOLE 25MM DIA IN RCC | 50 | 50 EA - each | 131 | 6550 | CHARGES FOR DRILLING HOLES OF DIAMETER 25MM IN RCC WITH PROPER DRILL MACHINE AND REINSTATEMENT AFTER CONDUITING TO ENSURE WATER PROOFING OF HOLE.#
2058 | WORK CHANGE ORDER | 630108053 | 0003 | 18.02.2021 | 1662725.02 | 31891028.10 | 33553753.12 | 0419 | FTTx IBD MUMB0419 Keshav Bhawan | 3297469 | CHRG:DRILLING OF HOLE 40MM DIA IN RCC | 50 | 50 EA - each | 165 | 8250 | CHARGES FOR DRILLING HOLES OF DIAMETER ~40MM IN RCC WITH PROPER DRILL MACHINE AND REINSTATEMENT AFTER CONDUITING TO ENSURE WATER PROOFING OF HOLE.
2059 | WORK CHANGE ORDER | 630108053 | 0003 | 18.02.2021 | 1662725.02 | 31891028.10 | 33553753.12 | 0419 | FTTx IBD MUMB0419 Keshav Bhawan | 3319692 | S&I SIMPLEX PLUG,F/40MM HDPE DUCT | 60 | EA - each | 49 | 2940 | CHARGES FOR SUPPLYING AND FIXING OF SIMPLEX PLUG FOR 40 MM HDPE DUCT#
2060 | WORK CHANGE ORDER | 630108053 | 0003 | 18.02.2021 | 1662725.02 | 31891028.10 | 33553753.12 | 0419 | FTTx IBD MUMB0419 Keshav Bhawan | 3295981 | DISMANTLING OF 40MM CONDUIT | 15 | M - Meter | 15 | 225 | DISMANTLING OF ALREADY INSTALLED 40MM CONDUIT WITH ALL SADDLES AND ACCESSORIES#
2061 | WORK CHANGE ORDER | 630108053 | 0003 | 18.02.2021 | 1662725.02 | 31891028.10 | 33553753.12 | 0246 | FTTx IBD MUMB0246 Khushnuma | 3293883 | CHRG;SHALLOW TRENCH 40 OR 48MM 7WAY DUCT | 50 | 50 M - Meter | 160 | 8000 | EXCAVATION OF SHALLOW TRENCHES MANUALLY/CHIPPING/SLITTING UPTO A DEPTH OF 300 MM, WIDE UP TO 100 MM IN ASPHALT / CONCRETE / TILED SURFACE, LAYING 1 X 40 MM /
2062 | WORK CHANGE ORDER | 630108053 | 0003 | 18.02.2021 | 1662725.02 | 31891028.10 | 33553753.12 | 0246 | FTTx IBD MUMB0246 Khushnuma | 3314515 | CHRG:SHALLOW TREN 40MM DUCT W/2 NOS | 50 | 50 M - Meter | 160 | 8000 | EXCAVATION OF SHALLOW TRENCHES MANUALLY/CHIPPING/SLITTING IN ASPHALT / CONCRETE / TILED SURFACE, LAYING 2 NOS 40 MM DUCT AND FILLING THE COMPLETE DEPTH, INCLUDING
2063 | WORK CHANGE ORDER | 630108053 | 0003 | 18.02.2021 | 1662725.02 | 31891028.10 | 33553753.12 | 0246 | FTTx IBD MUMB0246 Khushnuma | 3293878 | CHRG;CLAMPING-1X40MM/1X7WAY MICRO DUCT | 100 | 100M - Meter | 49 | 4900 | CLAMPING OF THE DUCTS 1 X 40 MM / 1 X 7 WAY MICRO DUCT ( 48 MM OD ) ALONG THE WALL WITH THE HELP OF CLAMPING AT EVERY 1 M C/C#
2064 | WORK CHANGE ORDER | 630108053 | 0003 | 18.02.2021 | 1662725.02 | 31891028.10 | 33553753.12 | 0246 | FTTx IBD MUMB0246 Khushnuma | 3292713 | CHRGS FOR TRANS&INST OF ADSS CABLE-96F | 500 | 500M - Meter | 40 | 20000 | CHARGES FOR TRANSPORTATION & INSTALLATION OF ADSS CABLE- EIC - 96F#
2065 | WORK CHANGE ORDER | 630108053 | 0003 | 18.02.2021 | 1662725.02 | 31891028.10 | 33553753.12 | 0246 | FTTx IBD MUMB0246 Khushnuma | 3294064 | INSTALLATION 48 F ADSS / FIG 8 CABLE | 1000 | 1,000 | 34 | 34000 | INSTALLATION OF THE AERIAL CABLE (48 F ADSS / FIG 8 ) ALONG WITH THE ACCESSORIES. RATE INCLUDES SURVEY COST AND LOCAL LIASIONING CHARGES.
2066 | WORK CHANGE ORDER | 630108053 | 0003 | 18.02.2021 | 1662725.02 | 31891028.10 | 33553753.12 | 0246 | FTTx IBD MUMB0246 Khushnuma | 3294065 | INSTALLATION12F ADSS / FIG 8 CABLE | 1500 | 1,500 | 24 | 36000 | INSTALLATION OF THE AERIAL CABLE (12 F ADSS / FIG 8 ) ALONG WITH THE ACCESSORIES. RATE INCLUDES SURVEY COST AND LOCAL LIASIONING CHARGES.
2067 | WORK CHANGE ORDER | 630108053 | 0003 | 18.02.2021 | 1662725.02 | 31891028.10 | 33553753.12 | 0246 | FTTx IBD MUMB0246 Khushnuma | 3294710 | INSTALLATION 6F ADSS / FIG 8 CABLE | 500 | M - Meter | 19 | 9500 | INSTALLATION OF THE AERIAL CABLE (6 F ADSS / FIG 8 ) ALONG WITH THE ACCESSORIES. RATE INCLUDES SURVEY COST AND LOCAL LIASIONING CHARGES. #
2068 | WORK CHANGE ORDER | 630108053 | 0003 | 18.02.2021 | 1662725.02 | 31891028.10 | 33553753.12 | 0246 | FTTx IBD MUMB0246 Khushnuma | 3252599 | BLOWING OF 96F | 500 | M - Meter | 15 | 7500 | CHARGES FOR BLOWING OF 96F FIBRE.
2069 | WORK CHANGE ORDER | 630108053 | 0003 | 18.02.2021 | 1662725.02 | 31891028.10 | 33553753.12 | 0246 | FTTx IBD MUMB0246 Khushnuma | 3294262 | BLOWING / PULLING-48 F | 700 | M - Meter | 10 | 7000 | PULLING/BLOWING OF OFC- 48 F INCLUDING ALL MATERIALS, LABOUR, TOOLS, TACKLES, ETC.. #
2070 | WORK CHANGE ORDER | 630108053 | 0003 | 18.02.2021 | 1662725.02 | 31891028.10 | 33553753.12 | 0246 | FTTx IBD MUMB0246 Khushnuma | 3294264 | BLOWING / PULLING-12 F | 2000 | 2,000 | 7 | 14000 | PULLING/BLOWING OF OFC-12F INCLUDING ALL MATERIALS, LABOUR, TOOLS, TACKLES, ETC.. #
2071 | WORK CHANGE ORDER | 630108053 | 0003 | 18.02.2021 | 1662725.02 | 31891028.10 | 33553753.12 | 0246 | FTTx IBD MUMB0246 Khushnuma | 3294265 | BLOWING / PULLING-6 F | 1000 | 1,000 | 5 | 5000 | PULLING/BLOWING OF OFC-6F INCLUDING ALL MATERIALS, LABOUR, TOOLS, TACKLES, ETC.. #
2072 | WORK CHANGE ORDER | 630108053 | 0003 | 18.02.2021 | 1662725.02 | 31891028.10 | 33553753.12 | 0246 | FTTx IBD MUMB0246 Khushnuma | 3291570 | INSTLTN OF ACCESS CHAMBER 750X400X500 MM | 2 | 2 EA - each | 2328 | 4656 | INSTALLATION OF ACCESS CHAMBERS - SIZE - 750X400X500 MM DEEP.#INCLUDING COVER & LIFTING OF ACCESS CHAMBER-UPTO 50KMS INCLUDING HANDLING ,#EXCAVATION &
2073 | WORK CHANGE ORDER | 630108053 | 0003 | 18.02.2021 | 1662725.02 | 31891028.10 | 33553753.12 | 0246 | FTTx IBD MUMB0246 Khushnuma | 3314518 | INST OF PULLING CHAMBER 400X400X500MM | 10 | 10 EA - each | 970 | 9700 | INSTALLATION OF PULLING CHAMBERS - SIZE - 400X400X500 MM DEEP ; INCLUDING COVER .#EXCAVATION & BACKFILLING OF PITS ETC AS PER DRAWINGS , SPECIFICATIONS#AND AS
2074 | WORK CHANGE ORDER | 630108053 | 0003 | 18.02.2021 | 1662725.02 | 31891028.10 | 33553753.12 | 0246 | FTTx IBD MUMB0246 Khushnuma | 3294239 | CHRG;REINST,TRENCH,PCC-1:2:4,GRAVEL 20MM | 1 | 1 M3 - Cubic meter | 5335 | 5335 | CHARGES FOR REINSTATEMENT OF THE TRENCHES / PITS INCLUDING ALL MATERIALS , LABOUR, TOOLS TACKES ETC..BY PCC -1:2:4 GRAVEL SIZE - 20 MM & CURING FOR 7 DAYS. THIS ITEM
2075 | WORK CHANGE ORDER | 630108053 | 0003 | 18.02.2021 | 1662725.02 | 31891028.10 | 33553753.12 | 0246 | FTTx IBD MUMB0246 Khushnuma | 3291785 | RSTRTN EXCVTD SURFACE- W/COLD BITUMEN | 10 | 10 M - Meter | 1000 | 10000 | CHARGES FOR RESTORATION OF THE EXCAVATED SURFACES USING THE COLD BITUMEN INCLUDING PROPER COMPACTION ETC. ALL COMPLETE INCLUDING ALL MATERIALS TOOLS TACKLES
2076 | WORK CHANGE ORDER | 630108053 | 0003 | 18.02.2021 | 1662725.02 | 31891028.10 | 33553753.12 | 0246 | FTTx IBD MUMB0246 Khushnuma | 3291786 | RSTRTN EXCVTD SURFACES-W/ HOT BITUMEN | 10 | 10 M - Meter | 383 | 3830 | CHARGES FOR RESTORATION OF THE EXCAVATED SURFACES USING THE HOT BITUMEN INCLUDING PROPER COMPACTION ETC. ALL COMPLETE INCLUDING ALL MATERIALS TOOLS TACKLES
2077 | WORK CHANGE ORDER | 630108053 | 0003 | 18.02.2021 | 1662725.02 | 31891028.10 | 33553753.12 | 0246 | FTTx IBD MUMB0246 Khushnuma | 3290664 | CHRG F/RESTORATN OF SURF ;W/EXT TILES | 30 | 30 M - Meter | 286 | 8580 | CHARGES FOR RESTORATION OF THE EXCAVATED SURFACES USING THE EXISTING TILES OVER 100 MM THICK CONCRETE BEDDING. THE COST TO INCLUDE THE COST OF THE TILES,
2078 | WORK CHANGE ORDER | 630108053 | 0003 | 18.02.2021 | 1662725.02 | 31891028.10 | 33553753.12 | 0246 | FTTx IBD MUMB0246 Khushnuma | 3291784 | RSTRTN EXCVTD SURFACE-W/ PAVER BLOCK | 30 | 30 M - Meter | 631 | 18930 | CHARGES FOR RESTORATION OF THE EXCAVATED SURFACE USING NEW INTER LOCKING PAVER BLOCK OVER 100 MM THICK CONCRETE BEDDING. THE COST TO INCLUDE THE COST OF THE
2079 | WORK CHANGE ORDER | 630108053 | 0003 | 18.02.2021 | 1662725.02 | 31891028.10 | 33553753.12 | 0246 | FTTx IBD MUMB0246 Khushnuma | 3291783 | RESTORATION OF EXCV SURFACE-W/KOTA STONE | 10 | 10 M - Meter | 550 | 5500 | CHARGES FOR RESTORATION OF THE EXCAVATED SURFACE USING NEW KOTA STONE OVER 100 MM THICK CONCRETE BEDDING. THE COST TO INCLUDE THE COST OF THE KOTA STONE ,
2080 | WORK CHANGE ORDER | 630108053 | 0003 | 18.02.2021 | 1662725.02 | 31891028.10 | 33553753.12 | 0246 | FTTx IBD MUMB0246 Khushnuma | 3290665 | CHRG F/RESTORATN OF SURF ;W/CHEQUED TILE | 30 | 30 M - Meter | 419 | 12570 | CHARGES FOR RESTORATION OF THE EXCAVATED SURFACE USING NEW INTER CHEQUERED TILE OVER 100 MM THICK CONCRETE BEDDING. THE COST TO INCLUDE THE COST OF THE KOTA
2081 | WORK CHANGE ORDER | 630108053 | 0003 | 18.02.2021 | 1662725.02 | 31891028.10 | 33553753.12 | 0246 | FTTx IBD MUMB0246 Khushnuma | 3171149 | S/FIXING PVC CONDUIT 25 MM | 1000 | 1,000 | 60 | 60000 | S/FIXING PVC CONDUIT 25MM
2082 | WORK CHANGE ORDER | 630108053 | 0003 | 18.02.2021 | 1662725.02 | 31891028.10 | 33553753.12 | 0246 | FTTx IBD MUMB0246 Khushnuma | 3171151 | S/FIXING PVC CONDUIT 40 MM | 600 | M - Meter | 111 | 66600 | S/FIXING PVC CONDUIT 40 MM
2083 | WORK CHANGE ORDER | 630108053 | 0003 | 18.02.2021 | 1662725.02 | 31891028.10 | 33553753.12 | 0246 | FTTx IBD MUMB0246 Khushnuma | 3318608 | S&I 25MM PVC CONDUIT USING SCAFFOLDING | 100 | 100M - Meter | 133 | 13300 | SUPPLY AND INSTALLATION OF 25MM OUTER DIA CONDUIT ON EXTERNAL WALL WITH THE HELP OF JHOOLA HOLDING INCLUDING MANPOWER, COUPLERS, BENDS, TEES, SADDLES, CLAMPS,
2084 | WORK CHANGE ORDER | 630108053 | 0003 | 18.02.2021 | 1662725.02 | 31891028.10 | 33553753.12 | 0246 | FTTx IBD MUMB0246 Khushnuma | 3318609 | S&I 40MM PVC CONDUIT USING SCAFFOLDING | 100 | 100M - Meter | 188 | 18800 | SUPPLY AND INSTALLATION OF 40MM OUTER DIA CONDUIT ON EXTERNAL WALL WITH THE HELP OF JHOOLA HOLDING INCLUDING MANPOWER, COUPLERS, BENDS, TEES, SADDLES, CLAMPS,
2085 | WORK CHANGE ORDER | 630108053 | 0003 | 18.02.2021 | 1662725.02 | 31891028.10 | 33553753.12 | 0246 | FTTx IBD MUMB0246 Khushnuma | 3206508 | SUP&LAY FLEX PVC CONDUIT DIA 25MM | 600 | M - Meter | 71 | 42600 | Supplying and laying of following sizes of flexible PVC conduit along with conduit accessories complete as required.
2086 | WORK CHANGE ORDER | 630108053 | 0003 | 18.02.2021 | 1662725.02 | 31891028.10 | 33553753.12 | 0246 | FTTx IBD MUMB0246 Khushnuma | 3206510 | SUP&LAY FLEX PVC CONDUIT DIA 40MM | 150 | M - Meter | 116 | 17400 | Supplying and laying of following sizes of flexible PVC conduit along with conduit
2087 | WORK CHANGE ORDER | 630108053 | 0003 | 18.02.2021 | 1662725.02 | 31891028.10 | 33553753.12 | 0246 | FTTx IBD MUMB0246 Khushnuma | 3318971 | S&I 25MM FLEXI PVC CONDUIT W/SCAFFOLDING | 100 | 100M - Meter | 144 | 14400 | SUPPLY AND INSTALLATION OF 25MM DIA REINFORCED FLEXIBLE CONDUIT ON EXTERNAL WALL WITH THE HELP OF JHOOLA HOLDING INCLUDING MANPOWER, COUPLERS, BENDS, TEES,
2088 | WORK CHANGE ORDER | 630108053 | 0003 | 18.02.2021 | 1662725.02 | 31891028.10 | 33553753.12 | 0246 | FTTx IBD MUMB0246 Khushnuma | 3318972 | S&I 40MM FLEXI PVC CONDUIT W/SCAFFOLDING | 100 | 100M - Meter | 194 | 19400 | SUPPLY AND INSTALLATION OF 40MM DIA REINFORCED FLEXIBLE CONDUIT ON EXTERNAL WALL WITH THE HELP OF JHOOLA HOLDING INCLUDING MANPOWER, COUPLERS, BENDS, TEES,
2089 | WORK CHANGE ORDER | 630108053 | 0003 | 18.02.2021 | 1662725.02 | 31891028.10 | 33553753.12 | 0246 | FTTx IBD MUMB0246 Khushnuma | 3319687 | P&F PVC JUNCTION BOX 40MM,4-WAY | 150 | EA - each | 30 | 4500 | CHARGES FOR SUPPLYING AND FIXING OF PVC JUNCTION BOX 40MM,FOUR WAY IN REQUIRED POSITION ALONG THE LINE OF PVC CONDUIT#
2090 | WORK CHANGE ORDER | 630108053 | 0003 | 18.02.2021 | 1662725.02 | 31891028.10 | 33553753.12 | 0246 | FTTx IBD MUMB0246 Khushnuma | 3319688 | P&F PVC JUNCTION BOX 40MM,3-WAY | 150 | EA - each | 30 | 4500 | CHARGES FOR SUPPLYING AND FIXING OF PVC JUNCTION BOX 40MM,THREE WAY IN REQUIRED POSITION ALONG THE LINE OF PVC CONDUIT#
2091 | WORK CHANGE ORDER | 630108053 | 0003 | 18.02.2021 | 1662725.02 | 31891028.10 | 33553753.12 | 0246 | FTTx IBD MUMB0246 Khushnuma | 3192918 | CHRG:S/F:PVC JUNCTION BOX 25MM,4-WAY | 150 | 150EA - each | 19 | 2850 | CHARGES FOR SUPPLYING AND FIXING OF PVC JUNCTION BOX
2092 | WORK CHANGE ORDER | 630108053 | 0003 | 18.02.2021 | 1662725.02 | 31891028.10 | 33553753.12 | 0246 | FTTx IBD MUMB0246 Khushnuma | 3192917 | CHRG:S/F:PVC JUNCTION BOX 25MM,3-WAY | 150 | 150EA - each | 19 | 2850 | CHARGES FOR SUPPLYING AND FIXING OF PVC JUNCTION BOX
2093 | WORK CHANGE ORDER | 630108053 | 0003 | 18.02.2021 | 1662725.02 | 31891028.10 | 33553753.12 | 0246 | FTTx IBD MUMB0246 Khushnuma | 3259755 | INSTALLATION OF FDC | 15 | EA - each | 49 | 735 | Installation of Fibre Distribution Cabinet
2094 | WORK CHANGE ORDER | 630108053 | 0003 | 18.02.2021 | 1662725.02 | 31891028.10 | 33553753.12 | 0246 | FTTx IBD MUMB0246 Khushnuma | 3294022 | INSTALLATION OF FAT (WALL/POLE MOUNTED) | 80 | 80 EA - each | 49 | 3920 | INSTALLATION OF FIBRE ACCESS TERMINAL (WALL/POLE MOUNTED)#
2095 | WORK CHANGE ORDER | 630108053 | 0003 | 18.02.2021 | 1662725.02 | 31891028.10 | 33553753.12 | 0246 | FTTx IBD MUMB0246 Khushnuma | 3293902 | INSTALLATION LEVEL 1 ( S1 ) SPLITTER | 20 | EA - each | 49 | 980 | INSTALLATION OF FREE ISSUED SPLITTER AT SUGGESTED LOCATION INCLUDING ALL MANPOWER, TOOLS TACKLES, HARDWARES ETC. COMPLETE AS PER THE DRG AND DIRECTION OF
2096 | WORK CHANGE ORDER | 630108053 | 0003 | 18.02.2021 | 1662725.02 | 31891028.10 | 33553753.12 | 0246 | FTTx IBD MUMB0246 Khushnuma | 3293903 | INSTALLATION LEVEL 2 ( S2 ) SPLITTER | 160 | EA - each | 49 | 7840 | INSTALLATION OF FREE ISSUED SPLITTER AT SUGGESTED LOCATION INCLUDING ALL MANPOWER, TOOLS TACKLES, HARDWARES ETC. COMPLETE AS PER THE DRG AND DIRECTION OF
2097 | WORK CHANGE ORDER | 630108053 | 0003 | 18.02.2021 | 1662725.02 | 31891028.10 | 33553753.12 | 0246 | FTTx IBD MUMB0246 Khushnuma | 3252601 | SPLICING,JOINTING & TERMINATION-48F | 500 | 500.000 NOS - No. | 112 | 56000 | CHARGES FOR SPLICING,JOINTING & TERMINATION OF 48F FIBRE.
2098 | WORK CHANGE ORDER | 630108053 | 0003 | 18.02.2021 | 1662725.02 | 31891028.10 | 33553753.12 | 0246 | FTTx IBD MUMB0246 Khushnuma | 3252602 | SPLICING,JOINTING & TERMINATION-96F | 192 | 192.000 NOS - No. | 112 | 21504 | CHARGES FOR SPLICING,JOINTING & TERMINATION OF 96F FIBRE.
2099 | WORK CHANGE ORDER | 630108053 | 0003 | 18.02.2021 | 1662725.02 | 31891028.10 | 33553753.12 | 0246 | FTTx IBD MUMB0246 Khushnuma | 3300512 | SPLICING & TERM OFC,FIXED COST/DAY | 12 | EA - each | 2425 | 29100 | OFC SPLICING&TERMINATION-FIXED COST/DAY#JOB INVOLVES: 1) SPLICING & TERMINATION OF OFC CABLE AS DIRECTED BY EIC. 2) ALL TOOLS AND TACKLES, PPES, CONSUMABLES ARE IN
2100 | WORK CHANGE ORDER | 630108053 | 0003 | 18.02.2021 | 1662725.02 | 31891028.10 | 33553753.12 | 0246 | FTTx IBD MUMB0246 Khushnuma | 3098777 | A11102-SELF ADHESIVE LABELS | 400 | 400.000 | 10 | 4000 | 410
2101 | WORK CHANGE ORDER | 630108053 | 0003 | 18.02.2021 | 1662725.02 | 31891028.10 | 33553753.12 | 0246 | FTTx IBD MUMB0246 Khushnuma | 3295194 | PREPARATION OF AS BUILT DRAWINGS SBP | 15 | 15 EA - each | 194 | 2910 | AS-BUILT DRAWING FOR ALL WORKS PERFORMED AS PER SCOPE
2102 | WORK CHANGE ORDER | 630108053 | 0003 | 18.02.2021 | 1662725.02 | 31891028.10 | 33553753.12 | 0246 | FTTx IBD MUMB0246 Khushnuma | 3111341 | DISPOSAL OF WASTE MATERIALS DEBRIS ETC. | 15 | 15.000 NOS - No. | 679 | 10185 | Collection & disposal of various kinds of unwanted materials / debris
2103 | WORK CHANGE ORDER | 630108053 | 0003 | 18.02.2021 | 1662725.02 | 31891028.10 | 33553753.12 | 0246 | FTTx IBD MUMB0246 Khushnuma | 3295891 | MATERIAL STORAGE & SECONDARY TRNSPT | 15 | 15 EA - each | 485 | 7275 | STORAGE AND SECONDARY TRANSPORTATION OF FIM MATERIAL TO BUILDINGS, TO BE CALCULATED PER BUILDING#
2104 | WORK CHANGE ORDER | 630108053 | 0003 | 18.02.2021 | 1662725.02 | 31891028.10 | 33553753.12 | 0246 | FTTx IBD MUMB0246 Khushnuma | 3295897 | CHRG: PRE EXECUTION BUILDING SURVEY | 15 | 15 EA - each | 290 | 4350 | PRE EXECUTION BUILDING SURVEY:#THIS IS BUILDING SURVEY BEFORE DEPLOYMENT INSIDE BUILDING DEPLOYMENT/CONSTRUCTION INCLUDES LAYING OF CONDUITS AND OTHER ODN
2105 | WORK CHANGE ORDER | 630108053 | 0003 | 18.02.2021 | 1662725.02 | 31891028.10 | 33553753.12 | 0246 | FTTx IBD MUMB0246 Khushnuma | 3318382 | CHRG DRILLING OF HOLE 25MM IN BRICK WALL | 50 | 50 EA - each | 82 | 4100 | CHARGES FOR DRILLING HOLES OF DIAMETER 25MM IN BRICK WALL WITH PROPER DRILL MACHINE AND REINSTATEMENT AFTER CONDUITING TO ENSURE WATER PROOFING OF HOLE.#
2106 | WORK CHANGE ORDER | 630108053 | 0003 | 18.02.2021 | 1662725.02 | 31891028.10 | 33553753.12 | 0246 | FTTx IBD MUMB0246 Khushnuma | 3318381 | CHRG DRILLING OF HOLE 40MM IN BRICK WALL | 50 | 50 EA - each | 131 | 6550 | CHARGES FOR DRILLING HOLES OF DIAMETER 40MM IN BRICK WALL WITH PROPER DRILL MACHINE AND REINSTATEMENT AFTER CONDUITING TO ENSURE WATER PROOFING OF HOLE.#
2107 | WORK CHANGE ORDER | 630108053 | 0003 | 18.02.2021 | 1662725.02 | 31891028.10 | 33553753.12 | 0246 | FTTx IBD MUMB0246 Khushnuma | 3318200 | CHRG DRILLING OF HOLE 25MM DIA IN RCC | 50 | 50 EA - each | 131 | 6550 | CHARGES FOR DRILLING HOLES OF DIAMETER 25MM IN RCC WITH PROPER DRILL MACHINE AND REINSTATEMENT AFTER CONDUITING TO ENSURE WATER PROOFING OF HOLE.#
2108 | WORK CHANGE ORDER | 630108053 | 0003 | 18.02.2021 | 1662725.02 | 31891028.10 | 33553753.12 | 0246 | FTTx IBD MUMB0246 Khushnuma | 3297469 | CHRG:DRILLING OF HOLE 40MM DIA IN RCC | 50 | 50 EA - each | 165 | 8250 | CHARGES FOR DRILLING HOLES OF DIAMETER ~40MM IN RCC WITH PROPER DRILL MACHINE AND REINSTATEMENT AFTER CONDUITING TO ENSURE WATER PROOFING OF HOLE.
2109 | WORK CHANGE ORDER | 630108053 | 0003 | 18.02.2021 | 1662725.02 | 31891028.10 | 33553753.12 | 0246 | FTTx IBD MUMB0246 Khushnuma | 3319692 | S&I SIMPLEX PLUG,F/40MM HDPE DUCT | 60 | EA - each | 49 | 2940 | CHARGES FOR SUPPLYING AND FIXING OF SIMPLEX PLUG FOR 40 MM HDPE DUCT#
2110 | WORK CHANGE ORDER | 630108053 | 0003 | 18.02.2021 | 1662725.02 | 31891028.10 | 33553753.12 | 0246 | FTTx IBD MUMB0246 Khushnuma | 3297394 | REMOVAL OF FIBRE CABLE 12F | 177 | M - Meter | 4 | 708 | REMOVAL OF ALREADY LAID FIBER CABLE OF 12F#
2111 | WORK CHANGE ORDER | 630108053 | 0003 | 18.02.2021 | 1662725.02 | 31891028.10 | 33553753.12 | 0246 | FTTx IBD MUMB0246 Khushnuma | 3295960 | DISMANTLING OF 25MM CONDUIT | 70 | M - Meter | 10 | 700 | DISMANTLING OF ALREADY INSTALLED 25MM CONDUIT WITH ALL SADDLES AND ACCESSORIES#
2112 | WORK CHANGE ORDER | 630108053 | 0003 | 18.02.2021 | 1662725.02 | 31891028.10 | 33553753.12 | 0351 | FTTx IBD MUMB0351 Atur House | 3293883 | CHRG;SHALLOW TRENCH 40 OR 48MM 7WAY DUCT | 50 | 50 M - Meter | 160 | 8000 | EXCAVATION OF SHALLOW TRENCHES MANUALLY/CHIPPING/SLITTING UPTO A DEPTH OF 300 MM, WIDE UP TO 100 MM IN ASPHALT / CONCRETE / TILED SURFACE, LAYING 1 X 40 MM /
2113 | WORK CHANGE ORDER | 630108053 | 0003 | 18.02.2021 | 1662725.02 | 31891028.10 | 33553753.12 | 0351 | FTTx IBD MUMB0351 Atur House | 3314515 | CHRG:SHALLOW TREN 40MM DUCT W/2 NOS | 50 | 50 M - Meter | 160 | 8000 | EXCAVATION OF SHALLOW TRENCHES MANUALLY/CHIPPING/SLITTING IN ASPHALT / CONCRETE / TILED SURFACE, LAYING 2 NOS 40 MM DUCT AND FILLING THE COMPLETE DEPTH, INCLUDING
2114 | WORK CHANGE ORDER | 630108053 | 0003 | 18.02.2021 | 1662725.02 | 31891028.10 | 33553753.12 | 0351 | FTTx IBD MUMB0351 Atur House | 3293878 | CHRG;CLAMPING-1X40MM/1X7WAY MICRO DUCT | 100 | 100M - Meter | 49 | 4900 | CLAMPING OF THE DUCTS 1 X 40 MM / 1 X 7 WAY MICRO DUCT ( 48 MM OD ) ALONG THE WALL WITH THE HELP OF CLAMPING AT EVERY 1 M C/C#
2115 | WORK CHANGE ORDER | 630108053 | 0003 | 18.02.2021 | 1662725.02 | 31891028.10 | 33553753.12 | 0351 | FTTx IBD MUMB0351 Atur House | 3292713 | CHRGS FOR TRANS&INST OF ADSS CABLE-96F | 500 | 500M - Meter | 40 | 20000 | CHARGES FOR TRANSPORTATION & INSTALLATION OF ADSS CABLE- EIC - 96F#
2116 | WORK CHANGE ORDER | 630108053 | 0003 | 18.02.2021 | 1662725.02 | 31891028.10 | 33553753.12 | 0351 | FTTx IBD MUMB0351 Atur House | 3294064 | INSTALLATION 48 F ADSS / FIG 8 CABLE | 1000 | 1,000 | 34 | 34000 | INSTALLATION OF THE AERIAL CABLE (48 F ADSS / FIG 8 ) ALONG WITH THE ACCESSORIES. RATE INCLUDES SURVEY COST AND LOCAL LIASIONING CHARGES.
2117 | WORK CHANGE ORDER | 630108053 | 0003 | 18.02.2021 | 1662725.02 | 31891028.10 | 33553753.12 | 0351 | FTTx IBD MUMB0351 Atur House | 3294065 | INSTALLATION12F ADSS / FIG 8 CABLE | 1500 | 1,500 | 24 | 36000 | INSTALLATION OF THE AERIAL CABLE (12 F ADSS / FIG 8 ) ALONG WITH THE ACCESSORIES. RATE INCLUDES SURVEY COST AND LOCAL LIASIONING CHARGES.
2118 | WORK CHANGE ORDER | 630108053 | 0003 | 18.02.2021 | 1662725.02 | 31891028.10 | 33553753.12 | 0351 | FTTx IBD MUMB0351 Atur House | 3294710 | INSTALLATION 6F ADSS / FIG 8 CABLE | 500 | M - Meter | 19 | 9500 | INSTALLATION OF THE AERIAL CABLE (6 F ADSS / FIG 8 ) ALONG WITH THE ACCESSORIES. RATE INCLUDES SURVEY COST AND LOCAL LIASIONING CHARGES. #
2119 | WORK CHANGE ORDER | 630108053 | 0003 | 18.02.2021 | 1662725.02 | 31891028.10 | 33553753.12 | 0351 | FTTx IBD MUMB0351 Atur House | 3252599 | BLOWING OF 96F | 500 | M - Meter | 15 | 7500 | CHARGES FOR BLOWING OF 96F FIBRE.
2120 | WORK CHANGE ORDER | 630108053 | 0003 | 18.02.2021 | 1662725.02 | 31891028.10 | 33553753.12 | 0351 | FTTx IBD MUMB0351 Atur House | 3294262 | BLOWING / PULLING-48 F | 700 | M - Meter | 10 | 7000 | PULLING/BLOWING OF OFC- 48 F INCLUDING ALL MATERIALS, LABOUR, TOOLS, TACKLES, ETC.. #
2121 | WORK CHANGE ORDER | 630108053 | 0003 | 18.02.2021 | 1662725.02 | 31891028.10 | 33553753.12 | 0351 | FTTx IBD MUMB0351 Atur House | 3294264 | BLOWING / PULLING-12 F | 2000 | 2,000 | 7 | 14000 | PULLING/BLOWING OF OFC-12F INCLUDING ALL MATERIALS, LABOUR, TOOLS, TACKLES, ETC.. #
2122 | WORK CHANGE ORDER | 630108053 | 0003 | 18.02.2021 | 1662725.02 | 31891028.10 | 33553753.12 | 0351 | FTTx IBD MUMB0351 Atur House | 3294265 | BLOWING / PULLING-6 F | 1000 | 1,000 | 5 | 5000 | PULLING/BLOWING OF OFC-6F INCLUDING ALL MATERIALS, LABOUR, TOOLS, TACKLES, ETC.. #
2123 | WORK CHANGE ORDER | 630108053 | 0003 | 18.02.2021 | 1662725.02 | 31891028.10 | 33553753.12 | 0351 | FTTx IBD MUMB0351 Atur House | 3291570 | INSTLTN OF ACCESS CHAMBER 750X400X500 MM | 2 | 2 EA - each | 2328 | 4656 | INSTALLATION OF ACCESS CHAMBERS - SIZE - 750X400X500 MM DEEP.#INCLUDING COVER & LIFTING OF ACCESS CHAMBER-UPTO 50KMS INCLUDING HANDLING ,#EXCAVATION &
2124 | WORK CHANGE ORDER | 630108053 | 0003 | 18.02.2021 | 1662725.02 | 31891028.10 | 33553753.12 | 0351 | FTTx IBD MUMB0351 Atur House | 3314518 | INST OF PULLING CHAMBER 400X400X500MM | 10 | 10 EA - each | 970 | 9700 | INSTALLATION OF PULLING CHAMBERS - SIZE - 400X400X500 MM DEEP ; INCLUDING COVER .#EXCAVATION & BACKFILLING OF PITS ETC AS PER DRAWINGS , SPECIFICATIONS#AND AS
2125 | WORK CHANGE ORDER | 630108053 | 0003 | 18.02.2021 | 1662725.02 | 31891028.10 | 33553753.12 | 0351 | FTTx IBD MUMB0351 Atur House | 3294239 | CHRG;REINST,TRENCH,PCC-1:2:4,GRAVEL 20MM | 1 | 1 M3 - Cubic meter | 5335 | 5335 | CHARGES FOR REINSTATEMENT OF THE TRENCHES / PITS INCLUDING ALL MATERIALS , LABOUR, TOOLS TACKES ETC..BY PCC -1:2:4 GRAVEL SIZE - 20 MM & CURING FOR 7 DAYS. THIS ITEM
2126 | WORK CHANGE ORDER | 630108053 | 0003 | 18.02.2021 | 1662725.02 | 31891028.10 | 33553753.12 | 0351 | FTTx IBD MUMB0351 Atur House | 3291785 | RSTRTN EXCVTD SURFACE- W/COLD BITUMEN | 10 | 10 M - Meter | 1000 | 10000 | CHARGES FOR RESTORATION OF THE EXCAVATED SURFACES USING THE COLD BITUMEN INCLUDING PROPER COMPACTION ETC. ALL COMPLETE INCLUDING ALL MATERIALS TOOLS TACKLES
2127 | WORK CHANGE ORDER | 630108053 | 0003 | 18.02.2021 | 1662725.02 | 31891028.10 | 33553753.12 | 0351 | FTTx IBD MUMB0351 Atur House | 3291786 | RSTRTN EXCVTD SURFACES-W/ HOT BITUMEN | 10 | 10 M - Meter | 383 | 3830 | CHARGES FOR RESTORATION OF THE EXCAVATED SURFACES USING THE HOT BITUMEN INCLUDING PROPER COMPACTION ETC. ALL COMPLETE INCLUDING ALL MATERIALS TOOLS TACKLES
2128 | WORK CHANGE ORDER | 630108053 | 0003 | 18.02.2021 | 1662725.02 | 31891028.10 | 33553753.12 | 0351 | FTTx IBD MUMB0351 Atur House | 3290664 | CHRG F/RESTORATN OF SURF ;W/EXT TILES | 30 | 30 M - Meter | 286 | 8580 | CHARGES FOR RESTORATION OF THE EXCAVATED SURFACES USING THE EXISTING TILES OVER 100 MM THICK CONCRETE BEDDING. THE COST TO INCLUDE THE COST OF THE TILES,
2129 | WORK CHANGE ORDER | 630108053 | 0003 | 18.02.2021 | 1662725.02 | 31891028.10 | 33553753.12 | 0351 | FTTx IBD MUMB0351 Atur House | 3291784 | RSTRTN EXCVTD SURFACE-W/ PAVER BLOCK | 30 | 30 M - Meter | 631 | 18930 | CHARGES FOR RESTORATION OF THE EXCAVATED SURFACE USING NEW INTER LOCKING PAVER BLOCK OVER 100 MM THICK CONCRETE BEDDING. THE COST TO INCLUDE THE COST OF THE
2130 | WORK CHANGE ORDER | 630108053 | 0003 | 18.02.2021 | 1662725.02 | 31891028.10 | 33553753.12 | 0351 | FTTx IBD MUMB0351 Atur House | 3291783 | RESTORATION OF EXCV SURFACE-W/KOTA STONE | 10 | 10 M - Meter | 550 | 5500 | CHARGES FOR RESTORATION OF THE EXCAVATED SURFACE USING NEW KOTA STONE OVER 100 MM THICK CONCRETE BEDDING. THE COST TO INCLUDE THE COST OF THE KOTA STONE ,
2131 | WORK CHANGE ORDER | 630108053 | 0003 | 18.02.2021 | 1662725.02 | 31891028.10 | 33553753.12 | 0351 | FTTx IBD MUMB0351 Atur House | 3290665 | CHRG F/RESTORATN OF SURF ;W/CHEQUED TILE | 30 | 30 M - Meter | 419 | 12570 | CHARGES FOR RESTORATION OF THE EXCAVATED SURFACE USING NEW INTER CHEQUERED TILE OVER 100 MM THICK CONCRETE BEDDING. THE COST TO INCLUDE THE COST OF THE KOTA
2132 | WORK CHANGE ORDER | 630108053 | 0003 | 18.02.2021 | 1662725.02 | 31891028.10 | 33553753.12 | 0351 | FTTx IBD MUMB0351 Atur House | 3171149 | S/FIXING PVC CONDUIT 25 MM | 1000 | 1,000 | 60 | 60000 | S/FIXING PVC CONDUIT 25MM
2133 | WORK CHANGE ORDER | 630108053 | 0003 | 18.02.2021 | 1662725.02 | 31891028.10 | 33553753.12 | 0351 | FTTx IBD MUMB0351 Atur House | 3171151 | S/FIXING PVC CONDUIT 40 MM | 600 | M - Meter | 111 | 66600 | S/FIXING PVC CONDUIT 40 MM
2134 | WORK CHANGE ORDER | 630108053 | 0003 | 18.02.2021 | 1662725.02 | 31891028.10 | 33553753.12 | 0351 | FTTx IBD MUMB0351 Atur House | 3318608 | S&I 25MM PVC CONDUIT USING SCAFFOLDING | 100 | 100M - Meter | 133 | 13300 | SUPPLY AND INSTALLATION OF 25MM OUTER DIA CONDUIT ON EXTERNAL WALL WITH THE HELP OF JHOOLA HOLDING INCLUDING MANPOWER, COUPLERS, BENDS, TEES, SADDLES, CLAMPS,
2135 | WORK CHANGE ORDER | 630108053 | 0003 | 18.02.2021 | 1662725.02 | 31891028.10 | 33553753.12 | 0351 | FTTx IBD MUMB0351 Atur House | 3318609 | S&I 40MM PVC CONDUIT USING SCAFFOLDING | 100 | 100M - Meter | 188 | 18800 | SUPPLY AND INSTALLATION OF 40MM OUTER DIA CONDUIT ON EXTERNAL WALL WITH THE HELP OF JHOOLA HOLDING
2136 | WORK CHANGE ORDER | 630108053 | 0003 | 18.02.2021 | 1662725.02 | 31891028.10 | 33553753.12 | 0351 | FTTx IBD MUMB0351 Atur House | 3206508 | SUP&LAY FLEX PVC CONDUIT DIA 25MM | 200 | M - Meter | 71 | 14200 | Supplying and laying of following sizes of flexible PVC conduit along with conduit accessories complete as required.
2137 | WORK CHANGE ORDER | 630108053 | 0003 | 18.02.2021 | 1662725.02 | 31891028.10 | 33553753.12 | 0351 | FTTx IBD MUMB0351 Atur House | 3206510 | SUP&LAY FLEX PVC CONDUIT DIA 40MM | 150 | M - Meter | 116 | 17400 | Supplying and laying of following sizes of flexible PVC conduit along with conduit
2138 | WORK CHANGE ORDER | 630108053 | 0003 | 18.02.2021 | 1662725.02 | 31891028.10 | 33553753.12 | 0351 | FTTx IBD MUMB0351 Atur House | 3318971 | S&I 25MM FLEXI PVC CONDUIT W/SCAFFOLDING | 100 | 100M - Meter | 144 | 14400 | SUPPLY AND INSTALLATION OF 25MM DIA REINFORCED FLEXIBLE CONDUIT ON EXTERNAL WALL WITH THE HELP OF JHOOLA HOLDING INCLUDING MANPOWER, COUPLERS, BENDS, TEES,
2139 | WORK CHANGE ORDER | 630108053 | 0003 | 18.02.2021 | 1662725.02 | 31891028.10 | 33553753.12 | 0351 | FTTx IBD MUMB0351 Atur House | 3318972 | S&I 40MM FLEXI PVC CONDUIT W/SCAFFOLDING | 100 | 100M - Meter | 194 | 19400 | SUPPLY AND INSTALLATION OF 40MM DIA REINFORCED FLEXIBLE CONDUIT ON EXTERNAL WALL WITH THE HELP OF JHOOLA HOLDING INCLUDING MANPOWER, COUPLERS, BENDS, TEES,
2140 | WORK CHANGE ORDER | 630108053 | 0003 | 18.02.2021 | 1662725.02 | 31891028.10 | 33553753.12 | 0351 | FTTx IBD MUMB0351 Atur House | 3319687 | P&F PVC JUNCTION BOX 40MM,4-WAY | 150 | EA - each | 30 | 4500 | CHARGES FOR SUPPLYING AND FIXING OF PVC JUNCTION BOX 40MM,FOUR WAY IN REQUIRED POSITION ALONG THE LINE OF PVC CONDUIT#
2141 | WORK CHANGE ORDER | 630108053 | 0003 | 18.02.2021 | 1662725.02 | 31891028.10 | 33553753.12 | 0351 | FTTx IBD MUMB0351 Atur House | 3319688 | P&F PVC JUNCTION BOX 40MM,3-WAY | 150 | EA - each | 30 | 4500 | CHARGES FOR SUPPLYING AND FIXING OF PVC JUNCTION BOX 40MM,THREE WAY IN REQUIRED POSITION ALONG THE LINE OF PVC CONDUIT#
2142 | WORK CHANGE ORDER | 630108053 | 0003 | 18.02.2021 | 1662725.02 | 31891028.10 | 33553753.12 | 0351 | FTTx IBD MUMB0351 Atur House | 3192918 | CHRG:S/F:PVC JUNCTION BOX 25MM,4-WAY | 150 | 150EA - each | 19 | 2850 | CHARGES FOR SUPPLYING AND FIXING OF PVC JUNCTION BOX
2143 | WORK CHANGE ORDER | 630108053 | 0003 | 18.02.2021 | 1662725.02 | 31891028.10 | 33553753.12 | 0351 | FTTx IBD MUMB0351 Atur House | 3192917 | CHRG:S/F:PVC JUNCTION BOX 25MM,3-WAY | 150 | 150EA - each | 19 | 2850 | CHARGES FOR SUPPLYING AND FIXING OF PVC JUNCTION BOX
2144 | WORK CHANGE ORDER | 630108053 | 0003 | 18.02.2021 | 1662725.02 | 31891028.10 | 33553753.12 | 0351 | FTTx IBD MUMB0351 Atur House | 3259755 | INSTALLATION OF FDC | 15 | EA - each | 49 | 735 | Installation of Fibre Distribution Cabinet
2145 | WORK CHANGE ORDER | 630108053 | 0003 | 18.02.2021 | 1662725.02 | 31891028.10 | 33553753.12 | 0351 | FTTx IBD MUMB0351 Atur House | 3294022 | INSTALLATION OF FAT (WALL/POLE MOUNTED) | 50 | 50 EA - each | 49 | 2450 | INSTALLATION OF FIBRE ACCESS TERMINAL (WALL/POLE MOUNTED)#
2146 | WORK CHANGE ORDER | 630108053 | 0003 | 18.02.2021 | 1662725.02 | 31891028.10 | 33553753.12 | 0351 | FTTx IBD MUMB0351 Atur House | 3293902 | INSTALLATION LEVEL 1 ( S1 ) SPLITTER | 20 | EA - each | 49 | 980 | INSTALLATION OF FREE ISSUED SPLITTER AT SUGGESTED LOCATION INCLUDING ALL MANPOWER, TOOLS TACKLES,
2147 | WORK CHANGE ORDER | 630108053 | 0003 | 18.02.2021 | 1662725.02 | 31891028.10 | 33553753.12 | 0351 | FTTx IBD MUMB0351 Atur House | 3293903 | INSTALLATION LEVEL 2 ( S2 ) SPLITTER | 160 | EA - each | 49 | 7840 | INSTALLATION OF FREE ISSUED SPLITTER AT SUGGESTED LOCATION INCLUDING ALL MANPOWER, TOOLS TACKLES, HARDWARES ETC. COMPLETE AS PER THE DRG AND DIRECTION OF
2148 | WORK CHANGE ORDER | 630108053 | 0003 | 18.02.2021 | 1662725.02 | 31891028.10 | 33553753.12 | 0351 | FTTx IBD MUMB0351 Atur House | 3252601 | SPLICING,JOINTING & TERMINATION-48F | 500 | 500.000 NOS - No. | 112 | 56000 | CHARGES FOR SPLICING,JOINTING & TERMINATION OF 48F FIBRE.
2149 | WORK CHANGE ORDER | 630108053 | 0003 | 18.02.2021 | 1662725.02 | 31891028.10 | 33553753.12 | 0351 | FTTx IBD MUMB0351 Atur House | 3252602 | SPLICING,JOINTING & TERMINATION-96F | 192 | 192.000 NOS - No. | 112 | 21504 | CHARGES FOR SPLICING,JOINTING & TERMINATION OF 96F FIBRE.
2150 | WORK CHANGE ORDER | 630108053 | 0003 | 18.02.2021 | 1662725.02 | 31891028.10 | 33553753.12 | 0351 | FTTx IBD MUMB0351 Atur House | 3300512 | SPLICING & TERM OFC,FIXED COST/DAY | 10 | EA - each | 2425 | 24250 | OFC SPLICING&TERMINATION-FIXED COST/DAY#JOB INVOLVES: 1) SPLICING & TERMINATION OF OFC CABLE AS DIRECTED BY EIC. 2) ALL TOOLS AND TACKLES, PPES, CONSUMABLES ARE IN
2151 | WORK CHANGE ORDER | 630108053 | 0003 | 18.02.2021 | 1662725.02 | 31891028.10 | 33553753.12 | 0351 | FTTx IBD MUMB0351 Atur House | 3098777 | A11102-SELF ADHESIVE LABELS | 400 | 400.000 | 10 | 4000 | 410
2152 | WORK CHANGE ORDER | 630108053 | 0003 | 18.02.2021 | 1662725.02 | 31891028.10 | 33553753.12 | 0351 | FTTx IBD MUMB0351 Atur House | 3295194 | PREPARATION OF AS BUILT DRAWINGS SBP | 15 | 15 EA - each | 194 | 2910 | AS-BUILT DRAWING FOR ALL WORKS PERFORMED AS PER SCOPE
2153 | WORK CHANGE ORDER | 630108053 | 0003 | 18.02.2021 | 1662725.02 | 31891028.10 | 33553753.12 | 0351 | FTTx IBD MUMB0351 Atur House | 3111341 | DISPOSAL OF WASTE MATERIALS DEBRIS ETC. | 15 | 15.000 NOS - No. | 679 | 10185 | Collection & disposal of various kinds of unwanted materials / debris
2154 | WORK CHANGE ORDER | 630108053 | 0003 | 18.02.2021 | 1662725.02 | 31891028.10 | 33553753.12 | 0351 | FTTx IBD MUMB0351 Atur House | 3295891 | MATERIAL STORAGE & SECONDARY TRNSPT | 15 | 15 EA - each | 485 | 7275 | STORAGE AND SECONDARY TRANSPORTATION OF FIM MATERIAL TO BUILDINGS, TO BE CALCULATED PER BUILDING#
2155 | WORK CHANGE ORDER | 630108053 | 0003 | 18.02.2021 | 1662725.02 | 31891028.10 | 33553753.12 | 0351 | FTTx IBD MUMB0351 Atur House | 3295897 | CHRG: PRE EXECUTION BUILDING SURVEY | 15 | 15 EA - each | 290 | 4350 | PRE EXECUTION BUILDING SURVEY:#THIS IS BUILDING SURVEY BEFORE DEPLOYMENT INSIDE BUILDING DEPLOYMENT/CONSTRUCTION INCLUDES LAYING OF CONDUITS AND OTHER ODN
2156 | WORK CHANGE ORDER | 630108053 | 0003 | 18.02.2021 | 1662725.02 | 31891028.10 | 33553753.12 | 0351 | FTTx IBD MUMB0351 Atur House | 3318382 | CHRG DRILLING OF HOLE 25MM IN BRICK WALL | 50 | 50 EA - each | 82 | 4100 | CHARGES FOR DRILLING HOLES OF DIAMETER 25MM IN BRICK WALL WITH PROPER DRILL MACHINE AND REINSTATEMENT AFTER CONDUITING TO ENSURE WATER PROOFING OF HOLE.#
2157 | WORK CHANGE ORDER | 630108053 | 0003 | 18.02.2021 | 1662725.02 | 31891028.10 | 33553753.12 | 0351 | FTTx IBD MUMB0351 Atur House | 3318381 | CHRG DRILLING OF HOLE 40MM IN BRICK WALL | 50 | 50 EA - each | 131 | 6550 | CHARGES FOR DRILLING HOLES OF DIAMETER 40MM IN BRICK WALL WITH PROPER DRILL MACHINE AND REINSTATEMENT AFTER CONDUITING TO ENSURE WATER PROOFING OF HOLE.#
2158 | WORK CHANGE ORDER | 630108053 | 0003 | 18.02.2021 | 1662725.02 | 31891028.10 | 33553753.12 | 0351 | FTTx IBD MUMB0351 Atur House | 3318200 | CHRG DRILLING OF HOLE 25MM DIA IN RCC | 50 | 50 EA - each | 131 | 6550 | CHARGES FOR DRILLING HOLES OF DIAMETER 25MM IN RCC WITH PROPER DRILL MACHINE AND REINSTATEMENT AFTER CONDUITING TO ENSURE WATER PROOFING OF HOLE.#
2159 | WORK CHANGE ORDER | 630108053 | 0003 | 18.02.2021 | 1662725.02 | 31891028.10 | 33553753.12 | 0351 | FTTx IBD MUMB0351 Atur House | 3297469 | CHRG:DRILLING OF HOLE 40MM DIA IN RCC | 50 | 50 EA - each | 165 | 8250 | CHARGES FOR DRILLING HOLES OF DIAMETER ~40MM IN RCC WITH PROPER DRILL MACHINE AND REINSTATEMENT AFTER CONDUITING TO ENSURE WATER PROOFING OF HOLE.
2160 | WORK CHANGE ORDER | 630108053 | 0003 | 18.02.2021 | 1662725.02 | 31891028.10 | 33553753.12 | 0351 | FTTx IBD MUMB0351 Atur House | 3319692 | S&I SIMPLEX PLUG,F/40MM HDPE DUCT | 60 | EA - each | 49 | 2940 | CHARGES FOR SUPPLYING AND FIXING OF SIMPLEX PLUG FOR 40 MM HDPE DUCT#